## Bidsheet Format
Alexandria Utility System
Bid # 2261
Prescott Road Conversion
Phase I - 12.5kV Feeder Construction & Breaker #1 Conversion
Schedule of Values
Unit | Quantity | Labor | Owner Furnished Material | Contractor Furnished Material | Unit Total | Extended
Installed
40-3 | 1 |  | 275 |  | 0 | 0 | NOTICE TO BIDDERS
40-5 | 8 |  | 225 |  | 0 | 0 | NOTICE TO BIDDERS
45-3 | 6 |  | 325 |  | 0 | 0 | Formulas are provided in this spreadsheet for the bidders convenience only. Bidder is responsible for all extensions and summations. Bid prices will be checked, verified, and if necessary be adjusted according to the labor prices entered for each individual unit.
50-2 | 1 |  | 450 |  | 0 | 0
55-C1 | 1 |  | 2800 |  | 0 | 0
SET DEEP/FT. | 8.5 |  |  |  | 0 | 0
D4/0ACSR | 2270 |  | 1 |  | 0 | 0
D477AAC | 6810 |  | 1.22 |  | 0 | 0
D2CU | 40 |  | 0.5 |  | 0 | 0
D2TW | 8321 |  | 1.5 |  | 0 | 0
D2ACSR | 4406 |  | 0.3 |  | 0 | 0
D1/0QPX | 10 |  | 1.75 |  | 0 | 0
D1/0TPX | 288 |  | 0.95 |  | 0 | 0
D2TPX | 20 |  | 0.75 |  | 0 | 0
D6DPX | 92 |  | 0.3 |  | 0 | 0
J1 | 18 |  | 2.5 |  | 0 | 0
J2 | 14 |  | 2.75 |  | 0 | 0
J5 | 3 |  | 2.75 |  | 0 | 0
J8 | 9 |  | 2.75 |  | 0 | 0
J8L | 2 |  | 6 |  | 0 | 0
K1 | 8 |  | 6 |  | 0 | 0
K2-1/0 | 108 |  | 6 |  | 0 | 0
K2-2 | 3 |  | 6 |  | 0 | 0
K3-1/0 | 10 |  | 6 |  | 0 | 0
A1-T | 1 |  | 75 |  | 0 | 0
A2-T | 1 |  | 85 |  | 0 | 0
A6 | 1 |  | 75 |  | 0 | 0
A7 | 1 |  | 125 |  | 0 | 0
A7-T | 1 |  | 125 |  | 0 | 0
B1-T | 9 |  | 85 |  | 0 | 0
B2-T | 9 |  | 95 |  | 0 | 0
B8-T | 6 |  | 200 |  | 0 | 0
C1A | 9 |  | 162 |  | 0 | 0
C1AL | 8 |  | 175 |  | 0 | 0
C2A | 2 |  | 324 |  | 0 | 0
C2AL | 5 |  | 350 |  | 0 | 0
C7 | 4 |  | 460 |  | 0 | 0
C7L | 2 |  | 480 |  | 0 | 0
C8 | 3 |  | 690 |  | 0 | 0
G11 | 29 |  | 150 |  | 0 | 0
G1B72-120-10 | 1 |  | 450 |  | 0 | 0
G1B72-120-15 | 1 |  | 450 |  | 0 | 0
G1B72-120-25 | 18 |  | 750 |  | 0 | 0
G1B72-120-37 | 15 |  | 950 |  | 0 | 0
G1B72-120-5 | 7 |  | 375 |  | 0 | 0
G1B72-120-50 | 1 |  | 1500 |  | 0 | 0
G21 | 7 |  | 300 |  | 0 | 0
E-INS | 2 |  | 50 |  | 0 | 0
E-M | 1 |  | 50 |  | 0 | 0
E1-2S | 6 |  | 80 |  | 0 | 0
E1-2SW | 5 |  | 90 |  | 0 | 0
E1-3S | 6 |  | 80 |  | 0 | 0
E1-5S | 2 |  | 95 |  | 0 | 0
E2-2 | 2 |  | 80 |  | 0 | 0
FP-1 | 7 |  | 40 |  | 0 | 0
FP-3 | 8 |  | 250 |  | 0 | 0
FP-EXT-7 FT. | 16 |  | 75 |  | 0 | 0
DSPA2CU | 5 |  | 25 |  | 0 | 0
DSPD | 2 |  | 1.5 |  | 0 | 0
DSPQ1/0 | 1 |  | 3 |  | 0 | 0
DSPT1/0 | 14 |  | 2.25 |  | 0 | 0
DSPT2 | 2 |  | 2.25 |  | 0 | 0
DTIE1 | 95 |  | 2.5 |  | 0 | 0
DTIE1-T | 30 |  | 3.75 |  | 0 | 0
DTIE2 | 30 |  | 3.5 |  | 0 | 0
DTIE2-T | 19 |  | 5.75 |  | 0 | 0
M-AG | 41 |  | 45 |  | 0 | 0
M-101 | 1 |  | 50 |  | 0 | 0
M2-1 | 20 |  | 65 |  | 0 | 0
M2-10 | 27 |  | 25 |  | 0 | 0
M26-1LED | 7 |  | 150 |  | 0 | 0
M26-2LED | 13 |  | 200 |  | 0 | 0
M3-5A | 7 |  | 75 |  | 0 | 0
M5-1 | 7 |  | 6.5 |  | 0 | 0
M5-1A | 26 |  | 10.5 |  | 0 | 0
M5-1CU | 9 |  | 12.5 |  | 0 | 0
M5-1X | 40 |  | 7.5 |  | 0 | 0
M5-1XL | 10 |  | 8.5 |  | 0 | 0
M5-5 | 24 |  | 20 |  | 0 | 0
M5-5-T | 7 |  | 45 |  | 0 | 0
M5-6B | 10 |  | 50 |  | 0 | 0
M5-8 | 2 |  | 40 |  | 0 | 0
M5-8L | 6 |  | 40 |  | 0 | 0
M9-13 | 1 |  | 1500 |  | 0 | 0
0
Subtotal Installed |  | 0 | 103665.95 | 0 |  | 0
Retired
40-3 | 7 |  |  |  | 0 | 0
40-5 | 7 |  |  |  | 0 | 0
45-3 | 1 |  |  |  | 0 | 0
TOP POLE | 12 |  |  |  | 0 | 0
D1/0ALTPLX | 226 |  |  |  | 0 | 0
D2ACSR | 12342 |  |  |  | 0 | 0
D2CU | 8589 |  |  |  | 0 | 0
J1 | 12 |  |  |  | 0 | 0
J2 | 8 |  |  |  | 0 | 0
J6 | 11 |  |  |  | 0 | 0
J8 | 6 |  |  |  | 0 | 0
K10 | 1 |  |  |  | 0 | 0
SR-3 | 3 |  |  |  | 0 | 0
C1A | 34 |  |  |  | 0 | 0
C2 | 1 |  |  |  | 0 | 0
C2A | 14 |  |  |  | 0 | 0
C7 | 6 |  |  |  | 0 | 0
C8 | 7 |  |  |  | 0 | 0
DTIE1 | 95 |  |  |  | 0 | 0
DTIE2 | 51 |  |  |  | 0 | 0
G10 | 28 |  |  |  | 0 | 0
G20 | 5 |  |  |  | 0 | 0
G2B24-120-10 | 4 |  |  |  | 0 | 0
G2B24-120-15 | 4 |  |  |  | 0 | 0
G2B24-120-25 | 23 |  |  |  | 0 | 0
G2B24-120-37 | 9 |  |  |  | 0 | 0
G2B24-120-5 | 6 |  |  |  | 0 | 0
G2B24-120-50 | 1 |  |  |  | 0 | 0
G31 | 3 |  |  |  | 0 | 0
E-M | 1 |  |  |  | 0 | 0
E1-2 | 4 |  |  |  | 0 | 0
E1-2S | 1 |  |  |  | 0 | 0
E1-2SW | 1 |  |  |  | 0 | 0
E1-3S | 1 |  |  |  | 0 | 0
E1-4S | 1 |  |  |  | 0 | 0
E1-5S | 1 |  |  |  | 0 | 0
E2-2 | 1 |  |  |  | 0 | 0
FP-1 | 3 |  |  |  | 0 | 0
FP-3 | 3 |  |  |  | 0 | 0
FP-EXT-7 FT. | 3 |  |  |  | 0 | 0
M2-1 | 6 |  |  |  | 0 | 0
M26-1 | 7 |  |  |  | 0 | 0
M26-2 | 13 |  |  |  | 0 | 0
M3-5A | 7 |  |  |  | 0 | 0
M5-1 | 6 |  |  |  | 0 | 0
M5-1A | 13 |  |  |  | 0 | 0
M5-1CU | 15 |  |  |  | 0 | 0
M5-1X | 3 |  |  |  | 0 | 0
M5-5 | 31 |  |  |  | 0 | 0
M5-8 | 5 |  |  |  | 0 | 0
M9-13 | 1 |  |  |  | 0 | 0
UM5-1 | 1 |  |  |  | 0 | 0
UM5-2 | 2 |  |  |  | 0 | 0
XD8 | 4 |  |  |  | 0 | 0
0
Subtotal Retired |  | 0 |  |  |  | 0
Relocated
D2.4AH | 42 |  |  |  | 0 | 0
D2.4DH | 45 |  |  |  | 0 | 0
D2.4TH | 66 |  |  |  | 0 | 0
DRS8H | 47 |  |  |  | 0 | 0
DRS9H | 2 |  |  |  | 0 | 0
0
Subtotal Relocated |  | 0 |  |  |  | 0
Bid Summary
|  | Labor | Owner Furnished Material | Contractor Furnished Material |  | Project Total
| Installed | 0 | 103665.95 | 0 |  | 0
| Retired | 0 |  |  |  | 0
| Relocated | 0 |  |  |  | 0
| Totals | 0 | 103665.95 | 0 |  | 0
| TOTAL BID AMOUNT: |  |  |  | 0
Copy This Number Onto The Louisiana Uniform Public Work Bid Form, Page D-2

## Prices
|  | 213.75 |  |  |  | Pole Adder: | 1.2
| Multiplier: | 427.5 |  |  |  | Condition Factor: | 2.25 |  |  | Manhour Rate: | 95
1 | 2 | 3 | 4 | 5 | 6 | 7 | 8 | 9 | 10 | 11 | 12 | 13
Unit | Per Unit Crewhours - Cold |  |  | Per Unit Crewhours - Hot |  |  | Unit Prices - Cold |  |  | Unit Prices - Hot
| Remove | Install | Transfer | Remove | Install | Transfer | Remove | Install | Relocate | Remove | Install | Relocate
A1 | 0.1 | 0.13 | 0.23 | 0.12 | 0.156 | 0.276 | 42.75 | 55.58 | 98.33 | 51.3 | 66.69 | 117.99
A1-T | 0.1222 | 0.15886 | 0.28106 | 0.147 | 0.191 | 0.337 | 52.24 | 67.91 | 120.15 | 62.84 | 81.65 | 144.49
A1-1 | 0.1445 | 0.204 | 0.3485 | 0.173 | 0.245 | 0.418 | 61.77 | 87.21 | 148.98 | 73.96 | 104.74 | 178.7
A2 | 0.17 | 0.24 | 0.41 | 0.204 | 0.288 | 0.492 | 72.68 | 102.6 | 175.28 | 87.21 | 123.12 | 210.33
A2-T | 0.20774 | 0.29328 | 0.50102 | 0.249 | 0.352 | 0.601 | 88.81 | 125.38 | 214.19 | 106.45 | 150.48 | 256.93
A3 | 0.148 | 0.3 | 0.448 | 0.178 | 0.36 | 0.538 | 63.27 | 128.25 | 191.52 | 76.1 | 153.9 | 230
A4 | 0.2 | 0.42 | 0.62 | 0.24 | 0.504 | 0.744 | 85.5 | 179.55 | 265.05 | 102.6 | 215.46 | 318.06
A5 | 0.12 | 0.18 | 0.3 | 0.144 | 0.216 | 0.36 | 51.3 | 76.95 | 128.25 | 61.56 | 92.34 | 153.9
A5-1 | 0.16 | 0.34 | 0.5 | 0.192 | 0.408 | 0.6 | 68.4 | 145.35 | 213.75 | 82.08 | 174.42 | 256.5
A5-2 | 0.16 | 0.34 | 0.5 | 0.192 | 0.408 | 0.6 | 68.4 | 145.35 | 213.75 | 82.08 | 174.42 | 256.5
A5-3 | 0.16 | 0.36 | 0.52 | 0.192 | 0.432 | 0.624 | 68.4 | 153.9 | 222.3 | 82.08 | 184.68 | 266.76
A5-4 | 0.16 | 0.36 | 0.52 | 0.192 | 0.432 | 0.624 | 68.4 | 153.9 | 222.3 | 82.08 | 184.68 | 266.76
A6 | 0.402 | 0.803 | 1.205 | 0.482 | 0.964 | 1.446 | 171.86 | 343.28 | 515.14 | 206.06 | 412.11 | 618.17
A7 | 0.489 | 0.978 | 1.467 | 0.587 | 1.174 | 1.76 | 209.05 | 418.1 | 627.15 | 250.94 | 501.89 | 752.83
A7-T | 0.59756 | 1.1951 | 1.7927 | 0.717 | 1.434 | 2.151 | 255.46 | 510.91 | 766.37 | 306.52 | 613.04 | 919.56
A7-1 | 0.57 | 0.84 | 1.41 | 0.684 | 1.008 | 1.692 | 243.68 | 359.1 | 602.78 | 292.41 | 430.92 | 723.33
A8 | 0.62 | 0.79 | 1.41 | 0.744 | 0.948 | 1.692 | 265.05 | 337.73 | 602.78 | 318.06 | 405.27 | 723.33
A9 | 0.31 | 0.47 | 0.78 | 0.372 | 0.564 | 0.936 | 132.53 | 200.93 | 333.46 | 159.03 | 241.11 | 400.14
A9-1 | 0.61 | 0.93 | 1.54 | 0.732 | 1.116 | 1.848 | 260.78 | 397.58 | 658.36 | 312.93 | 477.09 | 790.02
B1 | 0.34 | 0.5 | 0.84 | 0.408 | 0.6 | 1.008 | 145.35 | 213.75 | 359.1 | 174.42 | 256.5 | 430.92
B1-10 | 0.34 | 0.5 | 0.84 | 0.408 | 0.6 | 1.008 | 145.35 | 213.75 | 359.1 | 174.42 | 256.5 | 430.92
B1-T | 0.41548 | 0.611 | 1.0265 | 0.499 | 0.733 | 1.232 | 177.62 | 261.2 | 438.82 | 213.32 | 313.36 | 526.68
B1-1 | 0.64 | 0.96 | 1.6 | 0.768 | 1.152 | 1.92 | 273.6 | 410.4 | 684 | 328.32 | 492.48 | 820.8
B1-2 | 0.34 | 0.5 | 0.84 | 0.408 | 0.6 | 1.008 | 145.35 | 213.75 | 359.1 | 174.42 | 256.5 | 430.92
B1-2A | 0.34 | 0.5 | 0.84 | 0.408 | 0.6 | 1.008 | 145.35 | 213.75 | 359.1 | 174.42 | 256.5 | 430.92
B2 | 0.64 | 0.96 | 1.6 | 0.768 | 1.152 | 1.92 | 273.6 | 410.4 | 684 | 328.32 | 492.48 | 820.8
B2-T | 0.78208 | 1.1731 | 1.9552 | 0.938 | 1.408 | 2.346 | 334.34 | 501.51 | 835.85 | 401 | 601.92 | 1002.92
B2-2 | 0.64 | 0.96 | 1.6 | 0.768 | 1.152 | 1.92 | 273.6 | 410.4 | 684 | 328.32 | 492.48 | 820.8
B3 | 0.249 | 0.497 | 0.746 | 0.299 | 0.596 | 0.895 | 106.45 | 212.47 | 318.92 | 127.82 | 254.79 | 382.61
B4 | 0.535 | 1.07 | 1.605 | 0.642 | 1.284 | 1.926 | 228.71 | 457.43 | 686.14 | 274.46 | 548.91 | 823.37
B4-1 | 0.535 | 1.07 | 1.605 | 0.642 | 1.284 | 1.926 | 228.71 | 457.43 | 686.14 | 274.46 | 548.91 | 823.37
B5 | 0.244 | 0.5 | 0.744 | 0.293 | 0.6 | 0.893 | 104.31 | 213.75 | 318.06 | 125.26 | 256.5 | 381.76
B5-1 | 0.244 | 0.5 | 0.744 | 0.293 | 0.6 | 0.893 | 104.31 | 213.75 | 318.06 | 125.26 | 256.5 | 381.76
B7 | 0.489 | 0.978 | 1.467 | 0.587 | 1.174 | 1.76 | 209.05 | 418.1 | 627.15 | 250.94 | 501.89 | 752.83
B7-1 | 0.57 | 0.84 | 1.41 | 0.684 | 1.008 | 1.692 | 243.68 | 359.1 | 602.78 | 292.41 | 430.92 | 723.33
B7-2 | 0.57 | 0.84 | 1.41 | 0.684 | 1.008 | 1.692 | 243.68 | 359.1 | 602.78 | 292.41 | 430.92 | 723.33
B7-3 | 0.57 | 0.84 | 1.41 | 0.684 | 1.008 | 1.692 | 243.68 | 359.1 | 602.78 | 292.41 | 430.92 | 723.33
B7-4 | 0.57 | 0.84 | 1.41 | 0.684 | 1.008 | 1.692 | 243.68 | 359.1 | 602.78 | 292.41 | 430.92 | 723.33
B8 | 0.66 | 1.09 | 1.75 | 0.792 | 1.308 | 2.1 | 282.15 | 465.98 | 748.13 | 338.58 | 559.17 | 897.75
B8-3 | 0.825 | 1.3625 | 2.1875 | 0.99 | 1.635 | 2.625 | 352.69 | 582.47 | 935.16 | 423.23 | 698.96 | 1122.19
B8-T | 0.80652 | 1.332 | 2.1385 | 0.968 | 1.598 | 2.566 | 344.79 | 569.42 | 914.21 | 413.82 | 683.15 | 1096.97
B9 | 0.64 | 0.96 | 1.6 | 0.768 | 1.152 | 1.92 | 273.6 | 410.4 | 684 | 328.32 | 492.48 | 820.8
B9-1 | 0.34 | 0.5 | 0.84 | 0.408 | 0.6 | 1.008 | 145.35 | 213.75 | 359.1 | 174.42 | 256.5 | 430.92
C1PHBT | 0.2 | 0.26667 | 0.46667 | 0.24 | 0.32 | 0.56 | 85.5 | 114 | 199.5 | 102.6 | 136.8 | 239.4
C1 | 0.41 | 0.6 | 1.01 | 0.492 | 0.72 | 1.212 | 175.28 | 256.5 | 431.78 | 210.33 | 307.8 | 518.13
C1A | 0.41 | 0.6 | 1.01 | 0.492 | 0.72 | 1.212 | 175.28 | 256.5 | 431.78 | 210.33 | 307.8 | 518.13
C1AL | 0.451 | 0.66 | 1.111 | 0.541 | 0.792 | 1.333 | 192.8 | 282.15 | 474.95 | 231.28 | 338.58 | 569.86
C1-1 | 0.78 | 1.06 | 1.84 | 0.936 | 1.272 | 2.208 | 333.45 | 453.15 | 786.6 | 400.14 | 543.78 | 943.92
C1-10 | 0.41 | 0.6 | 1.01 | 0.492 | 0.72 | 1.212 | 175.28 | 256.5 | 431.78 | 210.33 | 307.8 | 518.13
C1-2 | 0.41 | 0.6 | 1.01 | 0.492 | 0.72 | 1.212 | 175.28 | 256.5 | 431.78 | 210.33 | 307.8 | 518.13
C1-3 | 0.78 | 1.06 | 1.84 | 0.936 | 1.272 | 2.208 | 333.45 | 453.15 | 786.6 | 400.14 | 543.78 | 943.92
C1-4 | 0.78 | 1.06 | 1.84 | 0.936 | 1.272 | 2.208 | 333.45 | 453.15 | 786.6 | 400.14 | 543.78 | 943.92
C1U | 0.41 | 0.6 | 1.01 | 0.492 | 0.72 | 1.212 | 175.28 | 256.5 | 431.78 | 210.33 | 307.8 | 518.13
C2 | 0.78 | 1.06 | 1.84 | 0.936 | 1.272 | 2.208 | 333.45 | 453.15 | 786.6 | 400.14 | 543.78 | 943.92
C2A | 0.78 | 1.06 | 1.84 | 0.936 | 1.272 | 2.208 | 333.45 | 453.15 | 786.6 | 400.14 | 543.78 | 943.92
C2AL | 0.858 | 1.166 | 2.024 | 1.03 | 1.399 | 2.429 | 366.8 | 498.47 | 865.27 | 440.33 | 598.07 | 1038.4
C2-1 | 0.78 | 1.06 | 1.84 | 0.936 | 1.272 | 2.208 | 333.45 | 453.15 | 786.6 | 400.14 | 543.78 | 943.92
C2-10 | 0.78 | 1.06 | 1.84 | 0.936 | 1.272 | 2.208 | 333.45 | 453.15 | 786.6 | 400.14 | 543.78 | 943.92
C2-2 | 0.78 | 1.06 | 1.84 | 0.936 | 1.272 | 2.208 | 333.45 | 453.15 | 786.6 | 400.14 | 543.78 | 943.92
C2U | 0.78 | 1.06 | 1.84 | 0.936 | 1.272 | 2.208 | 333.45 | 453.15 | 786.6 | 400.14 | 543.78 | 943.92
C3 | 0.444 | 0.8 | 1.244 | 0.533 | 0.96 | 1.493 | 189.81 | 342 | 531.81 | 227.86 | 410.4 | 638.26
C4 | 0.637 | 1.274 | 1.911 | 0.764 | 1.529 | 2.293 | 272.32 | 544.64 | 816.96 | 326.61 | 653.65 | 980.26
C4-1 | 0.637 | 1.274 | 1.911 | 0.764 | 1.529 | 2.293 | 272.32 | 544.64 | 816.96 | 326.61 | 653.65 | 980.26
C5 | 0.427 | 0.64 | 1.067 | 0.512 | 0.768 | 1.28 | 182.54 | 273.6 | 456.14 | 218.88 | 328.32 | 547.2
C5-1 | 0.427 | 0.64 | 1.067 | 0.512 | 0.768 | 1.28 | 182.54 | 273.6 | 456.14 | 218.88 | 328.32 | 547.2
C7 | 0.51 | 1.0593 | 1.5693 | 0.612 | 1.271 | 1.883 | 218.03 | 452.85 | 670.88 | 261.63 | 543.35 | 804.98
C7L | 0.67983 | 1.412 | 2.0919 | 0.816 | 1.694 | 2.51 | 290.63 | 603.65 | 894.28 | 348.84 | 724.19 | 1073.03
C7U | 0.51 | 1.0593 | 1.5693 | 0.612 | 1.271 | 1.883 | 218.03 | 452.85 | 670.88 | 261.63 | 543.35 | 804.98
C7-1 | 0.81 | 1.13 | 1.94 | 0.972 | 1.356 | 2.328 | 346.28 | 483.08 | 829.36 | 415.53 | 579.69 | 995.22
C7-1U | 0.81 | 1.13 | 1.94 | 0.972 | 1.356 | 2.328 | 346.28 | 483.08 | 829.36 | 415.53 | 579.69 | 995.22
C7-2 | 0.93 | 1.37 | 2.3 | 1.116 | 1.644 | 2.76 | 397.58 | 585.68 | 983.26 | 477.09 | 702.81 | 1179.9
C7-2L | 0.98 | 1.3 | 2.28 | 1.176 | 1.56 | 2.736 | 418.95 | 555.75 | 974.7 | 502.74 | 666.9 | 1169.64
C7-3 | 0.77 | 1.33 | 2.1 | 0.924 | 1.596 | 2.52 | 329.18 | 568.58 | 897.76 | 395.01 | 682.29 | 1077.3
C7-4 | 0.93 | 1.37 | 2.3 | 1.116 | 1.644 | 2.76 | 397.58 | 585.68 | 983.26 | 477.09 | 702.81 | 1179.9
C8 | 1.1695 | 1.7594 | 2.9289 | 1.403 | 2.111 | 3.515 | 499.94 | 752.14 | 1252.08 | 599.78 | 902.45 | 1502.23
C8U | 1.1695 | 1.7594 | 2.9289 | 1.403 | 2.111 | 3.515 | 499.94 | 752.14 | 1252.08 | 599.78 | 902.45 | 1502.23
C8-1 | 1.231 | 1.852 | 3.083 | 1.477 | 2.222 | 3.7 | 526.25 | 791.73 | 1317.98 | 631.42 | 949.91 | 1581.33
C8-0 | 1.231 | 1.852 | 3.083 | 1.477 | 2.222 | 3.7 | 526.25 | 791.73 | 1317.98 | 631.42 | 949.91 | 1581.33
C8-2 | 1.1695 | 1.7594 | 2.9289 | 1.403 | 2.111 | 3.515 | 499.94 | 752.14 | 1252.08 | 599.78 | 902.45 | 1502.23
C8-3 | 1.231 | 1.852 | 3.083 | 1.477 | 2.222 | 3.7 | 526.25 | 791.73 | 1317.98 | 631.42 | 949.91 | 1581.33
C8-4 | 1.45 | 2.12 | 3.57 | 1.74 | 2.544 | 4.284 | 619.88 | 906.3 | 1526.18 | 743.85 | 1087.56 | 1831.41
C9 | 0.89 | 1.33 | 2.22 | 1.068 | 1.596 | 2.664 | 380.48 | 568.58 | 949.06 | 456.57 | 682.29 | 1138.86
C9-1 | 0.45 | 0.67 | 1.12 | 0.54 | 0.804 | 1.344 | 192.38 | 286.43 | 478.81 | 230.85 | 343.71 | 574.56
C9-2 | 0.89 | 1.33 | 2.22 | 1.068 | 1.596 | 2.664 | 380.48 | 568.58 | 949.06 | 456.57 | 682.29 | 1138.86
C9-3 | 0.45 | 0.67 | 1.12 | 0.54 | 0.804 | 1.344 | 192.38 | 286.43 | 478.81 | 230.85 | 343.71 | 574.56
1/0AAAC | 2 | 2.667 | 4.667 | 2.4 | 3.2 | 5.6 | 855 | 1140.14 | 1995.14 | 1026 | 1368 | 2394
1/0 AAAC | 2 | 2.667 | 4.667 | 2.4 | 3.2 | 5.6 | 855 | 1140.14 | 1995.14 | 1026 | 1368 | 2394
1/0AL | 2 | 2.667 | 4.667 | 2.4 | 3.2 | 5.6 | 855 | 1140.14 | 1995.14 | 1026 | 1368 | 2394
1/0 ACSR | 2 | 2.667 | 4.667 | 2.4 | 3.2 | 5.6 | 855 | 1140.14 | 1995.14 | 1026 | 1368 | 2394
1/0ACSR | 2 | 2.667 | 4.667 | 2.4 | 3.2 | 5.6 | 855 | 1140.14 | 1995.14 | 1026 | 1368 | 2394
1/0 ACSR (1000 FT) | 2 | 2.667 | 4.667 | 2.4 | 3.2 | 5.6 | 855 | 1140.14 | 1995.14 | 1026 | 1368 | 2394
1/0 ACSR (1000 FT) | 2 | 2.667 | 4.667 | 2.4 | 3.2 | 5.6 | 855 | 1140.14 | 1995.14 | 1026 | 1368 | 2394
1/0ACSR (1000 FT) | 2 | 2.667 | 4.667 | 2.4 | 3.2 | 5.6 | 855 | 1140.14 | 1995.14 | 1026 | 1368 | 2394
D1/0ACSR | 2 | 2.667 | 4.667 | 2.4 | 3.2 | 5.6 | 855 | 1140.14 | 1995.14 | 1026 | 1368 | 2394
D1/0CU | 2.222 | 0 | 2.222 | 2.666 | 0 | 2.666 | 949.91 | 0 | 949.91 | 1139.72 | 0 | 1139.72
D2/0ACSR | 1.889 | 0 | 1.889 | 2.267 | 0 | 2.267 | 807.55 | 0 | 807.55 | 969.14 | 0 | 969.14
D2/0CU | 2.333 | 0 | 2.333 | 2.8 | 0 | 2.8 | 997.36 | 0 | 997.36 | 1197 | 0 | 1197
2AAAC | 1.889 | 2.556 | 4.445 | 2.267 | 3.067 | 5.334 | 807.55 | 1092.69 | 1900.24 | 969.14 | 1311.14 | 2280.28
2 AAAC | 1.889 | 2.556 | 4.445 | 2.267 | 3.067 | 5.334 | 807.55 | 1092.69 | 1900.24 | 969.14 | 1311.14 | 2280.28
2AL | 1.889 | 2.556 | 4.445 | 2.267 | 3.067 | 5.334 | 807.55 | 1092.69 | 1900.24 | 969.14 | 1311.14 | 2280.28
D2ACSR | 1.889 | 2.556 | 4.445 | 2.267 | 3.067 | 5.334 | 807.55 | 1092.69 | 1900.24 | 969.14 | 1311.14 | 2280.28
#2 ACSR | 1.889 | 2.556 | 4.445 | 2.267 | 3.067 | 5.334 | 807.55 | 1092.69 | 1900.24 | 969.14 | 1311.14 | 2280.28
D2TW | 2.739 | 3.7062 | 6.4452 | 3.287 | 4.447 | 7.734 | 1170.94 | 1584.4 | 2755.34 | 1405.19 | 1901.09 | 3306.28
D2CU | 2 | 3.0769 | 5.0769 | 2.4 | 3.692 | 6.092 | 855 | 1315.38 | 2170.38 | 1026 | 1578.33 | 2604.33
#2HDCU | 2 | 0 | 2 | 2.4 | 0 | 2.4 | 855 | 0 | 855 | 1026 | 0 | 1026
D3/0ACSR | 2.333 | 0 | 2.333 | 2.8 | 0 | 2.8 | 997.36 | 0 | 997.36 | 1197 | 0 | 1197
D3/0CU | 2.444 | 0 | 2.444 | 2.933 | 0 | 2.933 | 1044.81 | 0 | 1044.81 | 1253.86 | 0 | 1253.86
D477AAC | 3.0334 | 4.2 | 7.2334 | 3.64 | 5.04 | 8.68 | 1296.8 | 1795.5 | 3092.3 | 1556.1 | 2154.6 | 3710.7
D336ACSR | 2.889 | 4 | 6.889 | 3.467 | 4.8 | 8.267 | 1235.05 | 1710 | 2945.05 | 1482.14 | 2052 | 3534.14
336 ACSR | 2.889 | 4 | 6.889 | 3.467 | 4.8 | 8.267 | 1235.05 | 1710 | 2945.05 | 1482.14 | 2052 | 3534.14
336ACSR | 2.889 | 4 | 6.889 | 3.467 | 4.8 | 8.267 | 1235.05 | 1710 | 2945.05 | 1482.14 | 2052 | 3534.14
336 ACSR (1000 FT) | 2.889 | 4 | 6.889 | 3.467 | 4.8 | 8.267 | 1235.05 | 1710 | 2945.05 | 1482.14 | 2052 | 3534.14
336 ACSR (1000 FT) | 2.889 | 4 | 6.889 | 3.467 | 4.8 | 8.267 | 1235.05 | 1710 | 2945.05 | 1482.14 | 2052 | 3534.14
4/0 ACSR (1000 FT) | 2.444 | 3 | 5.444 | 2.933 | 3.6 | 6.533 | 1044.81 | 1282.5 | 2327.31 | 1253.86 | 1539 | 2792.86
4/0 ACSR (1000 FT) | 2.444 | 3 | 5.444 | 2.933 | 3.6 | 6.533 | 1044.81 | 1282.5 | 2327.31 | 1253.86 | 1539 | 2792.86
4/0ACSR | 2.444 | 3 | 5.444 | 2.933 | 3.6 | 6.533 | 1044.81 | 1282.5 | 2327.31 | 1253.86 | 1539 | 2792.86
4/0ACSR (1000 FT) | 2.444 | 3 | 5.444 | 2.933 | 3.6 | 6.533 | 1044.81 | 1282.5 | 2327.31 | 1253.86 | 1539 | 2792.86
4/0 ACSR | 2.444 | 3 | 5.444 | 2.933 | 3.6 | 6.533 | 1044.81 | 1282.5 | 2327.31 | 1253.86 | 1539 | 2792.86
D4/0ACSR | 2.444 | 3 | 5.444 | 2.933 | 3.6 | 6.533 | 1044.81 | 1282.5 | 2327.31 | 1253.86 | 1539 | 2792.86
4/0AAAC | 2.444 | 3 | 5.444 | 2.933 | 3.6 | 6.533 | 1044.81 | 1282.5 | 2327.31 | 1253.86 | 1539 | 2792.86
4/0AL | 2.444 | 3 | 5.444 | 2.933 | 3.6 | 6.533 | 1044.81 | 1282.5 | 2327.31 | 1253.86 | 1539 | 2792.86
HACN-4/0 | 2.444 | 3 | 5.444 | 2.933 | 3.6 | 6.533 | 1044.81 | 1282.5 | 2327.31 | 1253.86 | 1539 | 2792.86
D4/0CU | 2.667 | 0 | 2.667 | 3.2 | 0 | 3.2 | 1140.14 | 0 | 1140.14 | 1368 | 0 | 1368
4AAAC | 1.558 | 2.1087 | 3.6667 | 1.87 | 2.53 | 4.4 | 666.05 | 901.47 | 1567.52 | 799.43 | 1081.58 | 1881.01
4AL | 1.558 | 2.1087 | 3.6667 | 1.87 | 2.53 | 4.4 | 666.05 | 901.47 | 1567.52 | 799.43 | 1081.58 | 1881.01
#4 ACSR | 1.558 | 2.1087 | 3.6667 | 1.87 | 2.53 | 4.4 | 666.05 | 901.47 | 1567.52 | 799.43 | 1081.58 | 1881.01
#4ACSR | 1.558 | 2.1087 | 3.6667 | 1.87 | 2.53 | 4.4 | 666.05 | 901.47 | 1567.52 | 799.43 | 1081.58 | 1881.01
#4ACSR (1000 FT) | 1.558 | 2.1087 | 3.6667 | 1.87 | 2.53 | 4.4 | 666.05 | 901.47 | 1567.52 | 799.43 | 1081.58 | 1881.01
#4 ACSR (1000 FT) | 1.558 | 2.1087 | 3.6667 | 1.87 | 2.53 | 4.4 | 666.05 | 901.47 | 1567.52 | 799.43 | 1081.58 | 1881.01
#4 ACSR (1000 FT) | 1.558 | 2.1087 | 3.6667 | 1.87 | 2.53 | 4.4 | 666.05 | 901.47 | 1567.52 | 799.43 | 1081.58 | 1881.01
D4ACSR | 1.558 | 2.1087 | 3.6667 | 1.87 | 2.53 | 4.4 | 666.05 | 901.47 | 1567.52 | 799.43 | 1081.58 | 1881.01
D4CU | 2 | 2.1087 | 4.1087 | 2.4 | 2.53 | 4.93 | 855 | 901.47 | 1756.47 | 1026 | 1081.58 | 2107.58
#4HDCU | 2 | 2.1087 | 4.1087 | 2.4 | 2.53 | 4.93 | 855 | 901.47 | 1756.47 | 1026 | 1081.58 | 2107.58
6CUHD | 2 | 2.1087 | 4.1087 | 2.4 | 2.53 | 4.93 | 855 | 901.47 | 1756.47 | 1026 | 1081.58 | 2107.58
6CU HD | 2 | 2.1087 | 4.1087 | 2.4 | 2.53 | 4.93 | 855 | 901.47 | 1756.47 | 1026 | 1081.58 | 2107.58
#6HDCU | 2 | 2.1087 | 4.1087 | 2.4 | 2.53 | 4.93 | 855 | 901.47 | 1756.47 | 1026 | 1081.58 | 2107.58
6HDCU | 2 | 2.1087 | 4.1087 | 2.4 | 2.53 | 4.93 | 855 | 901.47 | 1756.47 | 1026 | 1081.58 | 2107.58
D6CU | 2 | 2.1087 | 4.1087 | 2.4 | 2.53 | 4.93 | 855 | 901.47 | 1756.47 | 1026 | 1081.58 | 2107.58
#6 CU | 1.8 | 2.1087 | 3.9087 | 2.16 | 2.53 | 4.69 | 769.5 | 901.47 | 1670.97 | 923.4 | 1081.58 | 2004.98
#6 HD CU | 1.558 | 2.1087 | 3.6667 | 1.87 | 2.53 | 4.4 | 666.05 | 901.47 | 1567.52 | 799.43 | 1081.58 | 1881.01
#8HDCU | 2 | 2.1087 | 4.1087 | 2.4 | 2.53 | 4.93 | 855 | 901.47 | 1756.47 | 1026 | 1081.58 | 2107.58
559 AAAC | 2.889 | 4 | 6.889 | 3.467 | 4.8 | 8.267 | 1235.05 | 1710 | 2945.05 | 1482.14 | 2052 | 3534.14
559AAAC | 2.889 | 4 | 6.889 | 3.467 | 4.8 | 8.267 | 1235.05 | 1710 | 2945.05 | 1482.14 | 2052 | 3534.14
HAC25-556 | 11.7 | 18 | 29.7 | 14.04 | 21.6 | 35.64 | 5001.75 | 7695 | 12696.75 | 6002.1 | 9234 | 15236.1
D649ACSR | 4 | 6 | 10 | 4.8 | 7.2 | 12 | 1710 | 2565 | 4275 | 2052 | 3078 | 5130
795 MCM | 4 | 6 | 10 | 4.8 | 7.2 | 12 | 1710 | 2565 | 4275 | 2052 | 3078 | 5130
D795ACSR | 4 | 6 | 10 | 4.8 | 7.2 | 12 | 1710 | 2565 | 4275 | 2052 | 3078 | 5130
5/16HSS (1000 FT) | 1.523 | 2.177 | 3.7 | 1.828 | 2.612 | 4.44 | 651.08 | 930.67 | 1581.75 | 781.47 | 1116.63 | 1898.1
5/16HSS (1000 FT) | 1.523 | 2.177 | 3.7 | 1.828 | 2.612 | 4.44 | 651.08 | 930.67 | 1581.75 | 781.47 | 1116.63 | 1898.1
5/16HSS(per ft.) | 0.001523 | 0.002177 | 0.0037 | 0.0018276 | 0.0026124 | 0.00444 | 0.65 | 0.93 | 1.58 | 0.78 | 1.12 | 1.9
5/16HSS | 1.523 | 2.177 | 3.7 | 1.828 | 2.612 | 4.44 | 651.08 | 930.67 | 1581.75 | 781.47 | 1116.63 | 1898.1
3/8HSS | 1.523 | 2.177 | 3.7 | 1.828 | 2.612 | 4.44 | 651.08 | 930.67 | 1581.75 | 781.47 | 1116.63 | 1898.1
DRCA |  | 0.33 |  |  | 0.33 |  | 0 | 141.08 | 141.08 | 0 | 141.08 | 141.08
DRCD |  | 0.33 |  |  | 0.33 |  | 0 | 141.08 | 141.08 | 0 | 141.08 | 141.08
DRCT |  | 0.33 |  |  | 0.33 |  | 0 | 141.08 | 141.08 | 0 | 141.08 | 141.08
D2.4AH |  | 0.363 |  |  | 0.363 |  | 0 | 155.18 | 155.18 | 0 | 155.18 | 155.18
D2.4DH |  | 0.4026 |  |  | 0.4026 |  | 0 | 172.11 | 172.11 | 0 | 172.11 | 172.11
D2.4TH |  | 0.33 |  |  | 0.33 |  | 0 | 141.08 | 141.08 | 0 | 141.08 | 141.08
D7.6AH |  | 0.363 |  |  | 0.363 |  | 0 | 155.18 | 155.18 | 0 | 155.18 | 155.18
D7.6DH |  | 0.4026 |  |  | 0.4026 |  | 0 | 172.11 | 172.11 | 0 | 172.11 | 172.11
D7.6TH |  | 0.33 |  |  | 0.33 |  | 0 | 141.08 | 141.08 | 0 | 141.08 | 141.08
D14.4AH |  | 0.363 |  |  | 0.363 |  | 0 | 155.18 | 155.18 | 0 | 155.18 | 155.18
D14.4DH |  | 0.4026 |  |  | 0.4026 |  | 0 | 172.11 | 172.11 | 0 | 172.11 | 172.11
D14.4TH |  | 0.33 |  |  | 0.33 |  | 0 | 141.08 | 141.08 | 0 | 141.08 | 141.08
DRS6 |  | 0.5 |  |  | 0.5 |  | 0 | 213.75 | 213.75 | 0 | 213.75 | 213.75
DRS-6H |  | 0.5 |  |  | 0.5 |  | 0 | 213.75 | 213.75 | 0 | 213.75 | 213.75
DRS8 |  | 0.5 |  |  | 0.5 |  | 0 | 213.75 | 213.75 | 0 | 213.75 | 213.75
DRS8H |  | 0.5 |  |  | 0.5 |  | 0 | 213.75 | 213.75 | 0 | 213.75 | 213.75
DRS-8H |  | 0.5 |  |  | 0.5 |  | 0 | 213.75 | 213.75 | 0 | 213.75 | 213.75
DRS9 |  | 0.6 |  |  | 0.6 |  | 0 | 256.5 | 256.5 | 0 | 256.5 | 256.5
DRS9H |  | 0.6 |  |  | 0.6 |  | 0 | 256.5 | 256.5 | 0 | 256.5 | 256.5
DRS5 |  | 0.33 |  |  | 0.33 |  | 0 | 141.08 | 141.08 | 0 | 141.08 | 141.08
DRS-5H |  | 0.33 |  |  | 0.33 |  | 0 | 141.08 | 141.08 | 0 | 141.08 | 141.08
DRS7 |  | 0.43 |  |  | 0.43 |  | 0 | 183.83 | 183.83 | 0 | 183.83 | 183.83
DPS-TPX |  | 0.27 |  |  | 0.27 |  | 0 | 115.43 | 115.43 | 0 | 115.43 | 115.43
DSPD1/0 |  | 0.135 |  |  | 0.135 | 0 | 0 | 57.71 | 57.71 | 0 | 57.71 | 57.71
DSPD |  | 0.135 |  |  | 0.135 | 0 | 0 | 57.71 | 57.71 | 0 | 57.71 | 57.71
DSPT |  | 0.2025 |  |  | 0.2025 | 0 | 0 | 86.57 | 86.57 | 0 | 86.57 | 86.57
DSPT6 |  | 0.2025 |  |  | 0.2025 |  | 0 | 86.57 | 86.57 | 0 | 86.57 | 86.57
DSPT4 |  | 0.2025 |  |  | 0.2025 |  | 0 | 86.57 | 86.57 | 0 | 86.57 | 86.57
DSPT2 |  | 0.2025 |  |  | 0.2025 |  | 0 | 86.57 | 86.57 | 0 | 86.57 | 86.57
DSPT1/0 |  | 0.2025 |  |  | 0.2025 |  | 0 | 86.57 | 86.57 | 0 | 86.57 | 86.57
DSPT4/0 |  | 0.2025 |  |  | 0.2025 |  | 0 | 86.57 | 86.57 | 0 | 86.57 | 86.57
DSPQ6 |  | 0.27 |  |  | 0.27 |  | 0 | 115.43 | 115.43 | 0 | 115.43 | 115.43
DSPQ4 |  | 0.27 |  |  | 0.27 |  | 0 | 115.43 | 115.43 | 0 | 115.43 | 115.43
DSPQ2 |  | 0.27 |  |  | 0.27 |  | 0 | 115.43 | 115.43 | 0 | 115.43 | 115.43
DSPQ1/0 |  | 0.27 |  |  | 0.27 |  | 0 | 115.43 | 115.43 | 0 | 115.43 | 115.43
DSPQ4/0 |  | 0.27 |  |  | 0.27 |  | 0 | 115.43 | 115.43 | 0 | 115.43 | 115.43
DTIE1 | 0.07 | 0.1 | 0.17 | 0.084 | 0.12 | 0.204 | 29.93 | 42.75 | 72.68 | 35.91 | 51.3 | 87.21
DTIE1-T | 0.08225 | 0.1175 | 0.19975 | 0.099 | 0.141 | 0.24 | 35.16 | 50.23 | 85.39 | 42.32 | 60.28 | 102.6
DTIE2 | 0.0924 | 0.132 | 0.2244 | 0.111 | 0.158 | 0.269 | 39.5 | 56.43 | 95.93 | 47.45 | 67.55 | 115
DTIE2-T | 0.10857 | 0.1551 | 0.26367 | 0.13 | 0.186 | 0.316 | 46.41 | 66.31 | 112.72 | 55.58 | 79.52 | 135.1
D2ARS | 0.07 | 0.1 | 0.17 | 0.084 | 0.12 | 0.204 | 29.93 | 42.75 | 72.68 | 35.91 | 51.3 | 87.21
D4ARS | 0.07 | 0.1 | 0.17 | 0.084 | 0.12 | 0.204 | 29.93 | 42.75 | 72.68 | 35.91 | 51.3 | 87.21
D4DS | 0.07 | 0.1 | 0.17 | 0.084 | 0.12 | 0.204 | 29.93 | 42.75 | 72.68 | 35.91 | 51.3 | 87.21
D4SPSA | 0.07 | 0.1 | 0.17 | 0.084 | 0.12 | 0.204 | 29.93 | 42.75 | 72.68 | 35.91 | 51.3 | 87.21
D4SDF | 0.07 | 0.1 | 0.17 | 0.084 | 0.12 | 0.204 | 29.93 | 42.75 | 72.68 | 35.91 | 51.3 | 87.21
D4WS | 0.07 | 0.1 | 0.17 | 0.084 | 0.12 | 0.204 | 29.93 | 42.75 | 72.68 | 35.91 | 51.3 | 87.21
D1/0ARS | 0.07 | 0.1 | 0.17 | 0.084 | 0.12 | 0.204 | 29.93 | 42.75 | 72.68 | 35.91 | 51.3 | 87.21
M40-12-1/0 | 0.07 | 0.1 | 0.17 | 0.084 | 0.12 | 0.204 | 29.93 | 42.75 | 72.68 | 35.91 | 51.3 | 87.21
M40-12-4/0 | 0.1 | 0.13 | 0.23 | 0.12 | 0.156 | 0.276 | 42.75 | 55.58 | 98.33 | 51.3 | 66.69 | 117.99
M40-12-559 | 0.1105 | 0.1445 | 0.255 | 0.133 | 0.173 | 0.306 | 47.24 | 61.77 | 109.01 | 56.86 | 73.96 | 130.82
M40-12-2 | 0.07 | 0.1 | 0.17 | 0.084 | 0.12 | 0.204 | 29.93 | 42.75 | 72.68 | 35.91 | 51.3 | 87.21
M40-12-4 | 0.07 | 0.1 | 0.17 | 0.084 | 0.12 | 0.204 | 29.93 | 42.75 | 72.68 | 35.91 | 51.3 | 87.21
D1/0SDF | 0.07 | 0.1 | 0.17 | 0.084 | 0.12 | 0.204 | 29.93 | 42.75 | 72.68 | 35.91 | 51.3 | 87.21
M40-10 | 0.07 | 0.1 | 0.17 | 0.084 | 0.12 | 0.204 | 29.93 | 42.75 | 72.68 | 35.91 | 51.3 | 87.21
M40-10-8 | 0.07 | 0.1 | 0.17 | 0.084 | 0.12 | 0.204 | 29.93 | 42.75 | 72.68 | 35.91 | 51.3 | 87.21
M40-10-1/0 | 0.07 | 0.1 | 0.17 | 0.084 | 0.12 | 0.204 | 29.93 | 42.75 | 72.68 | 35.91 | 51.3 | 87.21
M40-10-4/0 | 0.1 | 0.13 | 0.23 | 0.12 | 0.156 | 0.276 | 42.75 | 55.58 | 98.33 | 51.3 | 66.69 | 117.99
M40-10N-4/0 | 0.07 | 0.07 | 0.14 | 0.084 | 0.084 | 0.168 | 29.93 | 29.93 | 59.86 | 35.91 | 35.91 | 71.82
M40-10-2 | 0.07 | 0.1 | 0.17 | 0.084 | 0.12 | 0.204 | 29.93 | 42.75 | 72.68 | 35.91 | 51.3 | 87.21
M40-10-559 | 0.1105 | 0.1445 | 0.255 | 0.133 | 0.173 | 0.306 | 47.24 | 61.77 | 109.01 | 56.86 | 73.96 | 130.82
D1/0SPSA | 0.07 | 0.1 | 0.17 | 0.084 | 0.12 | 0.204 | 29.93 | 42.75 | 72.68 | 35.91 | 51.3 | 87.21
D1/0WS | 0.07 | 0.07 | 0.14 | 0.084 | 0.084 | 0.168 | 29.93 | 29.93 | 59.86 | 35.91 | 35.91 | 71.82
D4/0ARS | 0.1 | 0.13 | 0.23 | 0.12 | 0.156 | 0.276 | 42.75 | 55.58 | 98.33 | 51.3 | 66.69 | 117.99
D4/0SDF | 0.1 | 0.13 | 0.23 | 0.12 | 0.156 | 0.276 | 42.75 | 55.58 | 98.33 | 51.3 | 66.69 | 117.99
D4/0WS | 0.1 | 0.13 | 0.23 | 0.12 | 0.156 | 0.276 | 42.75 | 55.58 | 98.33 | 51.3 | 66.69 | 117.99
D4/0SP | 0.07 | 0.07 | 0.14 | 0.084 | 0.084 | 0.168 | 29.93 | 29.93 | 59.86 | 35.91 | 35.91 | 71.82
D336ARS | 0.1 | 0.13 | 0.23 | 0.12 | 0.156 | 0.276 | 42.75 | 55.58 | 98.33 | 51.3 | 66.69 | 117.99
D336SDF | 0.1 | 0.13 | 0.23 | 0.12 | 0.156 | 0.276 | 42.75 | 55.58 | 98.33 | 51.3 | 66.69 | 117.99
D336WS | 0.1 | 0.13 | 0.23 | 0.12 | 0.156 | 0.276 | 42.75 | 55.58 | 98.33 | 51.3 | 66.69 | 117.99
D336WS | 0.1 | 0.13 | 0.23 | 0.12 | 0.156 | 0.276 | 42.75 | 55.58 | 98.33 | 51.3 | 66.69 | 117.99
D649ARS | 0.13 | 0.17 | 0.3 | 0.156 | 0.204 | 0.36 | 55.58 | 72.68 | 128.26 | 66.69 | 87.21 | 153.9
D795ARS | 0.13 | 0.17 | 0.3 | 0.156 | 0.204 | 0.36 | 55.58 | 72.68 | 128.26 | 66.69 | 87.21 | 153.9
D795SDF | 0.2 | 0.2 | 0.4 | 0.24 | 0.24 | 0.48 | 85.5 | 85.5 | 171 | 102.6 | 102.6 | 205.2
D795WS | 0.2 | 0.2 | 0.4 | 0.24 | 0.24 | 0.48 | 85.5 | 85.5 | 171 | 102.6 | 102.6 | 205.2
RTL-46 | 0.07 | 0.10769 | 0.17769 | 0.084 | 0.129 | 0.213 | 29.93 | 46.04 | 75.97 | 35.91 | 55.15 | 91.06
DSA4 |  | 0.15 |  |  | 0.18 |  | 0 | 64.13 | 64.13 | 0 | 76.95 | 76.95
DSA2 |  | 0.15 |  |  | 0.18 |  | 0 | 64.13 | 64.13 | 0 | 76.95 | 76.95
DSPA2CU |  | 0.15 |  |  | 0.18 |  | 0 | 64.13 | 64.13 | 0 | 76.95 | 76.95
DSA1/0 |  | 0.15 |  |  | 0.18 |  | 0 | 64.13 | 64.13 | 0 | 76.95 | 76.95
DSA4/0 |  | 0.16 |  |  | 0.19 |  | 0 | 68.4 | 68.4 | 0 | 81.23 | 81.23
DSA336 |  | 0.17 |  |  | 0.2 |  | 0 | 72.68 | 72.68 | 0 | 85.5 | 85.5
SPLC-A |  | 0.15 |  |  | 0.18 |  | 0 | 64.13 | 64.13 | 0 | 76.95 | 76.95
SPLC-C |  | 0.15 |  |  | 0.18 |  | 0 | 64.13 | 64.13 | 0 | 76.95 | 76.95
DSC4 |  | 0.33 |  |  | 0.4 |  | 0 | 141.08 | 141.08 | 0 | 171 | 171
DSPC |  | 0.33 |  |  | 0.4 |  | 0 | 141.08 | 141.08 | 0 | 171 | 171
DSC2 |  | 0.33 |  |  | 0.4 |  | 0 | 141.08 | 141.08 | 0 | 171 | 171
DSC1/0 |  | 0.33 |  |  | 0.4 |  | 0 | 141.08 | 141.08 | 0 | 171 | 171
DSC4/0 |  | 0.5 |  |  | 0.6 |  | 0 | 213.75 | 213.75 | 0 | 256.5 | 256.5
DSC336 |  | 0.5 |  |  | 0.6 |  | 0 | 213.75 | 213.75 | 0 | 256.5 | 256.5
DSC649 |  | 0.75 |  |  | 0.9 |  | 0 | 320.63 | 320.63 | 0 | 384.75 | 384.75
DSC795 |  | 1 |  |  | 1.2 |  | 0 | 427.5 | 427.5 | 0 | 513 | 513
SPLC-R |  | 0.50875 |  |  | 0.6125 |  | 0 | 217.49 | 217.49 | 0 | 261.84 | 261.84
D4DE | 0.03 | 0.03 | 0.06 | 0.036 | 0.036 | 0.072 | 12.83 | 12.83 | 25.66 | 15.39 | 15.39 | 30.78
D2DE | 0.03 | 0.03 | 0.06 | 0.036 | 0.036 | 0.072 | 12.83 | 12.83 | 25.66 | 15.39 | 15.39 | 30.78
D1/0DE | 0.03 | 0.03 | 0.06 | 0.036 | 0.036 | 0.072 | 12.83 | 12.83 | 25.66 | 15.39 | 15.39 | 30.78
D4/0DE | 0.03 | 0.03 | 0.06 | 0.036 | 0.036 | 0.072 | 12.83 | 12.83 | 25.66 | 15.39 | 15.39 | 30.78
D336DE | 0.03 | 0.03 | 0.06 | 0.036 | 0.036 | 0.072 | 12.83 | 12.83 | 25.66 | 15.39 | 15.39 | 30.78
D649DE | 0.03 | 0.05 | 0.08 | 0.036 | 0.06 | 0.096 | 12.83 | 21.38 | 34.21 | 15.39 | 25.65 | 41.04
D795DE | 0.03 | 0.05 | 0.08 | 0.036 | 0.06 | 0.096 | 12.83 | 21.38 | 34.21 | 15.39 | 25.65 | 41.04
D4SUS | 0.03 | 0.03 | 0.06 | 0.036 | 0.036 | 0.072 | 12.83 | 12.83 | 25.66 | 15.39 | 15.39 | 30.78
D2SUS | 0.03 | 0.03 | 0.06 | 0.036 | 0.036 | 0.072 | 12.83 | 12.83 | 25.66 | 15.39 | 15.39 | 30.78
D1/0SUS | 0.03 | 0.03 | 0.06 | 0.036 | 0.036 | 0.072 | 12.83 | 12.83 | 25.66 | 15.39 | 15.39 | 30.78
D4/0SUS | 0.03 | 0.03 | 0.06 | 0.036 | 0.036 | 0.072 | 12.83 | 12.83 | 25.66 | 15.39 | 15.39 | 30.78
D336SUS | 0.03 | 0.03 | 0.06 | 0.036 | 0.036 | 0.072 | 12.83 | 12.83 | 25.66 | 15.39 | 15.39 | 30.78
D795SUS | 0.03 | 0.05 | 0.08 | 0.036 | 0.06 | 0.096 | 12.83 | 21.38 | 34.21 | 15.39 | 25.65 | 41.04
D1.5 | 0.6 | 0.66667 | 1.2667 | 0.72 | 0.8 | 1.52 | 256.5 | 285 | 541.5 | 307.8 | 342 | 649.8
D5 | 0.6 | 0.66667 | 1.2667 | 0.72 | 0.8 | 1.52 | 256.5 | 285 | 541.5 | 307.8 | 342 | 649.8
D10 | 0.6 | 0.66667 | 1.2667 | 0.72 | 0.8 | 1.52 | 256.5 | 285 | 541.5 | 307.8 | 342 | 649.8
D15 | 0.6 | 0.66667 | 1.2667 | 0.72 | 0.8 | 1.52 | 256.5 | 285 | 541.5 | 307.8 | 342 | 649.8
D25 | 0.6 | 0.66667 | 1.2667 | 0.72 | 0.8 | 1.52 | 256.5 | 285 | 541.5 | 307.8 | 342 | 649.8
D37.5 | 0.66667 | 0.73333 | 1.4 | 0.8 | 0.88 | 1.68 | 285 | 313.5 | 598.5 | 342 | 376.2 | 718.2
D50 | 0.66667 | 0.73333 | 1.4 | 0.8 | 0.88 | 1.68 | 285 | 313.5 | 598.5 | 342 | 376.2 | 718.2
D75 | 0.66667 | 0.83333 | 1.5 | 0.8 | 1 | 1.8 | 285 | 356.25 | 641.25 | 342 | 427.5 | 769.5
D120-10-10 | 0.902 | 1.388 | 2.29 | 1.082 | 1.666 | 2.748 | 385.61 | 593.37 | 978.98 | 462.56 | 712.22 | 1174.78
D120-10-15 | 0.902 | 1.388 | 2.29 | 1.082 | 1.666 | 2.748 | 385.61 | 593.37 | 978.98 | 462.56 | 712.22 | 1174.78
D120-10-25 | 0.902 | 1.388 | 2.29 | 1.082 | 1.666 | 2.748 | 385.61 | 593.37 | 978.98 | 462.56 | 712.22 | 1174.78
D120-10-375 | 0.902 | 1.388 | 2.29 | 1.082 | 1.666 | 2.748 | 385.61 | 593.37 | 978.98 | 462.56 | 712.22 | 1174.78
D120-15-375 | 1.2667 | 1.4 | 2.6667 | 1.52 | 1.68 | 3.2 | 541.5 | 598.5 | 1140 | 649.8 | 718.2 | 1368
D120-15-15 | 0.902 | 1.388 | 2.29 | 1.082 | 1.666 | 2.748 | 385.61 | 593.37 | 978.98 | 462.56 | 712.22 | 1174.78
D120-15-25 | 0.902 | 1.388 | 2.29 | 1.082 | 1.666 | 2.748 | 385.61 | 593.37 | 978.98 | 462.56 | 712.22 | 1174.78
D120-25-25 | 0.902 | 1.388 | 2.29 | 1.082 | 1.666 | 2.748 | 385.61 | 593.37 | 978.98 | 462.56 | 712.22 | 1174.78
D120-25-50 | 0.902 | 1.388 | 2.29 | 1.082 | 1.666 | 2.748 | 385.61 | 593.37 | 978.98 | 462.56 | 712.22 | 1174.78
D240-15-15-15 | 0.902 | 1.388 | 2.29 | 1.082 | 1.666 | 2.748 | 385.61 | 593.37 | 978.98 | 462.56 | 712.22 | 1174.78
D240-15-25-15 | 0.902 | 1.388 | 2.29 | 1.082 | 1.666 | 2.748 | 385.61 | 593.37 | 978.98 | 462.56 | 712.22 | 1174.78
D240-25-25-25 | 1.506 | 2 | 3.506 | 1.807 | 2.4 | 4.207 | 643.82 | 855 | 1498.82 | 772.49 | 1026 | 1798.49
D240-375-375375 | 1.506 | 2 | 3.506 | 1.807 | 2.4 | 4.207 | 643.82 | 855 | 1498.82 | 772.49 | 1026 | 1798.49
D240-375-375-375 | 1.506 | 2 | 3.506 | 1.807 | 2.4 | 4.207 | 643.82 | 855 | 1498.82 | 772.49 | 1026 | 1798.49
D480-10-10 | 0.902 | 1.388 | 2.29 | 1.082 | 1.666 | 2.748 | 385.61 | 593.37 | 978.98 | 462.56 | 712.22 | 1174.78
D480-25-25 | 0.902 | 1.388 | 2.29 | 1.082 | 1.666 | 2.748 | 385.61 | 593.37 | 978.98 | 462.56 | 712.22 | 1174.78
D480-25-25-25 | 1.8 | 2 | 3.8 | 2.16 | 2.4 | 4.56 | 769.5 | 855 | 1624.5 | 923.4 | 1026 | 1949.4
D480-75-75 | 0.902 | 1.388 | 2.29 | 1.082 | 1.666 | 2.748 | 385.61 | 593.37 | 978.98 | 462.56 | 712.22 | 1174.78
D480-50-75-50 | 1.506 | 2 | 3.506 | 1.807 | 2.4 | 4.207 | 643.82 | 855 | 1498.82 | 772.49 | 1026 | 1798.49
L120-15-25 | 0.902 | 1.388 | 2.29 | 1.082 | 1.666 | 2.748 | 385.61 | 593.37 | 978.98 | 462.56 | 712.22 | 1174.78
L120-25-25 | 0.902 | 1.388 | 2.29 | 1.082 | 1.666 | 2.748 | 385.61 | 593.37 | 978.98 | 462.56 | 712.22 | 1174.78
L240-15-15-15 | 1.4307 | 1.9 | 3.3307 | 1.717 | 2.28 | 3.997 | 611.62 | 812.25 | 1423.87 | 734.02 | 974.7 | 1708.72
L240-15-25-15 | 1.506 | 2 | 3.506 | 1.807 | 2.4 | 4.207 | 643.82 | 855 | 1498.82 | 772.49 | 1026 | 1798.49
LC7 | 0.9 |  | 0.9 | 1.08 | 0 | 1.08 | 384.75 | 0 | 384.75 | 461.7 | 0 | 461.7
LC7-2 | 1.24 |  | 1.24 | 1.488 | 0 | 1.488 | 530.1 | 0 | 530.1 | 636.12 | 0 | 636.12
LC8-1 | 1.46 |  | 1.46 | 1.752 | 0 | 1.752 | 624.15 | 0 | 624.15 | 748.98 | 0 | 748.98
LC9 | 0.89 |  | 0.89 | 1.068 | 0 | 1.068 | 380.48 | 0 | 380.48 | 456.57 | 0 | 456.57
LC9-1 | 0.45 |  | 0.45 | 0.54 | 0 | 0.54 | 192.38 | 0 | 192.38 | 230.85 | 0 | 230.85
D100KVAR | 0.439 | 0.675 | 1.114 | 0.527 | 0.81 | 1.337 | 187.67 | 288.56 | 476.23 | 225.29 | 346.28 | 571.57
D200KVAR | 0.6585 | 1.0125 | 1.671 | 0.79 | 1.215 | 2.005 | 281.51 | 432.84 | 714.35 | 337.73 | 519.41 | 857.14
M9-200 | 0.32925 | 0.50625 | 0.8355 | 0.395 | 0.608 | 1.003 | 140.75 | 216.42 | 357.17 | 168.86 | 259.92 | 428.78
DF1200VR | 1.1408 | 1.755 | 2.8958 | 1.369 | 2.106 | 3.475 | 487.67 | 750.26 | 1237.93 | 585.25 | 900.32 | 1485.57
DF300VR | 0.8775 | 1.35 | 2.2275 | 1.053 | 1.62 | 2.673 | 375.13 | 577.13 | 952.26 | 450.16 | 692.55 | 1142.71
DF600VR | 0.9655 | 1.438 | 2.4035 | 1.159 | 1.726 | 2.884 | 412.75 | 614.75 | 1027.5 | 495.47 | 737.87 | 1233.34
DF900VR | 1.0535 | 1.526 | 2.5795 | 1.264 | 1.831 | 3.095 | 450.37 | 652.37 | 1102.74 | 540.36 | 782.75 | 1323.11
DS1200VR | 1.2548 | 1.9305 | 3.1853 | 1.506 | 2.317 | 3.822 | 536.44 | 825.29 | 1361.73 | 643.82 | 990.52 | 1634.34
DS300VR | 0.96525 | 1.485 | 2.4503 | 1.158 | 1.782 | 2.94 | 412.64 | 634.84 | 1047.48 | 495.05 | 761.81 | 1256.86
DS600VR | 1.0621 | 1.5818 | 2.6439 | 1.274 | 1.898 | 3.173 | 454.03 | 676.22 | 1130.25 | 544.64 | 811.4 | 1356.04
DS900VR | 1.1589 | 1.6786 | 2.8375 | 1.391 | 2.014 | 3.405 | 495.41 | 717.6 | 1213.01 | 594.65 | 860.99 | 1455.64
L15KVAR | 0.439 | 0.675 | 1.114 | 0.527 | 0.81 | 1.337 | 187.67 | 288.56 | 476.23 | 225.29 | 346.28 | 571.57
L200KVAR | 0.6585 | 1.0125 | 1.671 | 0.79 | 1.215 | 2.005 | 281.51 | 432.84 | 714.35 | 337.73 | 519.41 | 857.14
L25KVAR | 0.439 | 0.675 | 1.114 | 0.527 | 0.81 | 1.337 | 187.67 | 288.56 | 476.23 | 225.29 | 346.28 | 571.57
L300KVAR | 0.6585 | 1.0125 | 1.671 | 0.79 | 1.215 | 2.005 | 281.51 | 432.84 | 714.35 | 337.73 | 519.41 | 857.14
L50KVAR | 0.439 | 0.675 | 1.114 | 0.527 | 0.81 | 1.337 | 187.67 | 288.56 | 476.23 | 225.29 | 346.28 | 571.57
LF300VR | 0.8775 | 1.35 | 2.2275 | 1.053 | 1.62 | 2.673 | 375.13 | 577.13 | 952.26 | 450.16 | 692.55 | 1142.71
LF600VR | 0.96525 | 1.485 | 2.4503 | 1.158 | 1.782 | 2.94 | 412.64 | 634.84 | 1047.48 | 495.05 | 761.81 | 1256.86
LS600VR | 1.0618 | 1.6335 | 2.6953 | 1.274 | 1.96 | 3.234 | 453.91 | 698.32 | 1152.23 | 544.64 | 837.9 | 1382.54
V100KVAR | 0.439 | 0.675 | 1.114 | 0.527 | 0.81 | 1.337 | 187.67 | 288.56 | 476.23 | 225.29 | 346.28 | 571.57
V200KVAR | 0.6585 | 1.0125 | 1.671 | 0.79 | 1.215 | 2.005 | 281.51 | 432.84 | 714.35 | 337.73 | 519.41 | 857.14
V300KVAR | 0.8775 | 1.35 | 2.2275 | 1.053 | 1.62 | 2.673 | 375.13 | 577.13 | 952.26 | 450.16 | 692.55 | 1142.71
V50KVAR | 0.439 | 0.675 | 1.114 | 0.527 | 0.81 | 1.337 | 187.67 | 288.56 | 476.23 | 225.29 | 346.28 | 571.57
VF1200VR | 1.1408 | 1.755 | 2.8958 | 1.369 | 2.106 | 3.475 | 487.67 | 750.26 | 1237.93 | 585.25 | 900.32 | 1485.57
VF300VR | 0.8775 | 1.35 | 2.2275 | 1.053 | 1.62 | 2.673 | 375.13 | 577.13 | 952.26 | 450.16 | 692.55 | 1142.71
VF600VR | 0.9655 | 1.438 | 2.4035 | 1.159 | 1.726 | 2.884 | 412.75 | 614.75 | 1027.5 | 495.47 | 737.87 | 1233.34
VF900VR | 1.0535 | 1.526 | 2.5795 | 1.264 | 1.831 | 3.095 | 450.37 | 652.37 | 1102.74 | 540.36 | 782.75 | 1323.11
VS1200VR | 1.2548 | 1.9305 | 3.1853 | 1.506 | 2.317 | 3.822 | 536.44 | 825.29 | 1361.73 | 643.82 | 990.52 | 1634.34
VS600VR | 1.062 | 1.5818 | 2.6439 | 1.274 | 1.898 | 3.173 | 454.03 | 676.22 | 1130.25 | 544.64 | 811.4 | 1356.04
VS900VR | 1.1588 | 1.6786 | 2.8375 | 1.391 | 2.014 | 3.405 | 495.41 | 717.6 | 1213.01 | 594.65 | 860.99 | 1455.64
7.62 OIL SWITCH | 0.25 | 0.5 | 0.75 | 0.3 | 0.6 | 0.9 | 106.88 | 213.75 | 320.63 | 128.25 | 256.5 | 384.75
14.4 OIL SWITCH | 0.25 | 0.5 | 0.75 | 0.3 | 0.6 | 0.9 | 106.88 | 213.75 | 320.63 | 128.25 | 256.5 | 384.75
CAP-CONTROL | 0.25 | 0.5 | 0.75 | 0.3 | 0.6 | 0.9 | 106.88 | 213.75 | 320.63 | 128.25 | 256.5 | 384.75
CAP-FUSE | 0.17 | 0.33 | 0.5 | 0.204 | 0.396 | 0.6 | 72.68 | 141.08 | 213.76 | 87.21 | 169.29 | 256.5
CAP-RACK | 0.17 | 0.4 | 0.57 | 0.204 | 0.48 | 0.684 | 72.68 | 171 | 243.68 | 87.21 | 205.2 | 292.41
CAP-TRANS | 1.235 | 1.9 | 3.135 | 1.482 | 2.28 | 3.762 | 527.96 | 812.25 | 1340.21 | 633.56 | 974.7 | 1608.26
CURRENT SENSOR | 0.125 | 0.25 | 0.375 | 0.15 | 0.3 | 0.45 | 53.44 | 106.88 | 160.32 | 64.13 | 128.25 | 192.38
FAULT-INDICATOR | 0.07 | 0.1 | 0.17 | 0.084 | 0.12 | 0.204 | 29.93 | 42.75 | 72.68 | 35.91 | 51.3 | 87.21
PF CONTROL | 0.25 | 0.5 | 0.75 | 0.3 | 0.6 | 0.9 | 106.88 | 213.75 | 320.63 | 128.25 | 256.5 | 384.75
SWCAP-PFC | 0.25 | 0.5 | 0.75 | 0.3 | 0.6 | 0.9 | 106.88 | 213.75 | 320.63 | 128.25 | 256.5 | 384.75
VS CONTROL | 0.25 | 0.5 | 0.75 | 0.3 | 0.6 | 0.9 | 106.88 | 213.75 | 320.63 | 128.25 | 256.5 | 384.75
TG-26C | 0.11375 | 0.175 | 0.28875 | 0.137 | 0.21 | 0.347 | 48.63 | 74.81 | 123.44 | 58.57 | 89.78 | 148.35
E-M | 0.08 | 0.1 | 0.18 | 0.096 | 0.12 | 0.216 | 34.2 | 42.75 | 76.95 | 41.04 | 51.3 | 92.34
E3-10 | 0.08 | 0.1 | 0.18 | 0.096 | 0.12 | 0.216 | 34.2 | 42.75 | 76.95 | 41.04 | 51.3 | 92.34
E-10X | 0.2 | 0.4 | 0.6 | 0.24 | 0.48 | 0.72 | 85.5 | 171 | 256.5 | 102.6 | 205.2 | 307.8
E-11 | 0.2 | 0.4 | 0.6 | 0.24 | 0.48 | 0.72 | 85.5 | 171 | 256.5 | 102.6 | 205.2 | 307.8
E-12 | 0.2 | 0.4 | 0.6 | 0.24 | 0.48 | 0.72 | 85.5 | 171 | 256.5 | 102.6 | 205.2 | 307.8
E-12X | 0.23 | 0.46 | 0.69 | 0.276 | 0.552 | 0.828 | 98.33 | 196.65 | 294.98 | 117.99 | 235.98 | 353.97
VE-12X | 0.23 | 0.46 | 0.69 | 0.276 | 0.552 | 0.828 | 98.33 | 196.65 | 294.98 | 117.99 | 235.98 | 353.97
VE12 | 0.23 | 0.46 | 0.69 | 0.276 | 0.552 | 0.828 | 98.33 | 196.65 | 294.98 | 117.99 | 235.98 | 353.97
VE12-1X-SP | 0.23 | 0.46 | 0.69 | 0.276 | 0.552 | 0.828 | 98.33 | 196.65 | 294.98 | 117.99 | 235.98 | 353.97
VE12-2X-SP | 0.25185 | 0.5037 | 0.75555 | 0.302 | 0.604 | 0.907 | 107.67 | 215.33 | 323 | 129.11 | 258.21 | 387.32
E1-1 | 0.2 | 0.4 | 0.6 | 0.24 | 0.48 | 0.72 | 85.5 | 171 | 256.5 | 102.6 | 205.2 | 307.8
E1-2 | 0.2 | 0.4 | 0.6 | 0.24 | 0.48 | 0.72 | 85.5 | 171 | 256.5 | 102.6 | 205.2 | 307.8
VE1-2 | 0.2 | 0.4 | 0.6 | 0.24 | 0.48 | 0.72 | 85.5 | 171 | 256.5 | 102.6 | 205.2 | 307.8
E1-2S | 0.33 | 0.55 | 0.88 | 0.396 | 0.66 | 1.056 | 141.08 | 235.13 | 376.21 | 169.29 | 282.15 | 451.44
E1-2SW | 0.5 | 1 | 1.5 | 0.6 | 1.2 | 1.8 | 213.75 | 427.5 | 641.25 | 256.5 | 513 | 769.5
S/WALK | 0.17 | 0.45 | 0.62 | 0.204 | 0.54 | 0.744 | 72.68 | 192.38 | 265.06 | 87.21 | 230.85 | 318.06
VE1-2S | 0.5 | 1 | 1.5 | 0.6 | 1.2 | 1.8 | 213.75 | 427.5 | 641.25 | 256.5 | 513 | 769.5
E-13 | 0.5 | 1 | 1.5 | 0.6 | 1.2 | 1.8 | 213.75 | 427.5 | 641.25 | 256.5 | 513 | 769.5
E1-3 | 0.2 | 0.4 | 0.6 | 0.24 | 0.48 | 0.72 | 85.5 | 171 | 256.5 | 102.6 | 205.2 | 307.8
E1-3S | 0.33 | 0.5 | 0.83 | 0.396 | 0.6 | 0.996 | 141.08 | 213.75 | 354.83 | 169.29 | 256.5 | 425.79
E1-4 | 0.25 | 0.5 | 0.75 | 0.3 | 0.6 | 0.9 | 106.88 | 213.75 | 320.63 | 128.25 | 256.5 | 384.75
E1-4S | 0.51 | 0.7 | 1.21 | 0.612 | 0.84 | 1.452 | 218.03 | 299.25 | 517.28 | 261.63 | 359.1 | 620.73
E1-5 | 0.09 | 0.17 | 0.26 | 0.108 | 0.204 | 0.312 | 38.48 | 72.68 | 111.16 | 46.17 | 87.21 | 133.38
E1-5S | 0.51 | 0.7 | 1.21 | 0.612 | 0.84 | 1.452 | 218.03 | 299.25 | 517.28 | 261.63 | 359.1 | 620.73
E2-2 | 0.65 | 1.25 | 1.9 | 0.78 | 1.5 | 2.28 | 277.88 | 534.38 | 812.26 | 333.45 | 641.25 | 974.7
VE2-2 | 0.65 | 1.25 | 1.9 | 0.78 | 1.5 | 2.28 | 277.88 | 534.38 | 812.26 | 333.45 | 641.25 | 974.7
E2-2S | 0.65 | 1.35 | 2 | 0.78 | 1.62 | 2.4 | 277.88 | 577.13 | 855.01 | 333.45 | 692.55 | 1026
VE4-2 | 0.65 | 1.35 | 2 | 0.78 | 1.62 | 2.4 | 277.88 | 577.13 | 855.01 | 333.45 | 692.55 | 1026
E2-3 | 0.65 | 1.25 | 1.9 | 0.78 | 1.5 | 2.28 | 277.88 | 534.38 | 812.26 | 333.45 | 641.25 | 974.7
E2-3S | 0.65 | 1.35 | 2 | 0.78 | 1.62 | 2.4 | 277.88 | 577.13 | 855.01 | 333.45 | 692.55 | 1026
E3-2 | 0.25 | 0.5 | 0.75 | 0.3 | 0.6 | 0.9 | 106.88 | 213.75 | 320.63 | 128.25 | 256.5 | 384.75
E3-2X | 0.25 | 0.5 | 0.75 | 0.3 | 0.6 | 0.9 | 106.88 | 213.75 | 320.63 | 128.25 | 256.5 | 384.75
VE3-2 | 0.23 | 0.46 | 0.69 | 0.276 | 0.552 | 0.828 | 98.33 | 196.65 | 294.98 | 117.99 | 235.98 | 353.97
E3-3 | 0.25 | 0.5 | 0.75 | 0.3 | 0.6 | 0.9 | 106.88 | 213.75 | 320.63 | 128.25 | 256.5 | 384.75
E3-11 | 0.44 | 0.677 | 1.117 | 0.528 | 0.812 | 1.34 | 188.1 | 289.42 | 477.52 | 225.72 | 347.13 | 572.85
E3-11A | 0.172 | 0.266 | 0.438 | 0.206 | 0.319 | 0.526 | 73.53 | 113.72 | 187.25 | 88.07 | 136.37 | 224.44
E3-11B | 0.137 | 0.211 | 0.348 | 0.164 | 0.253 | 0.418 | 58.57 | 90.2 | 148.77 | 70.11 | 108.16 | 178.27
E3-11C | 0.485 | 0.746 | 1.231 | 0.582 | 0.895 | 1.477 | 207.34 | 318.92 | 526.26 | 248.81 | 382.61 | 631.42
E3-11D | 0.388 | 0.597 | 0.985 | 0.466 | 0.716 | 1.182 | 165.87 | 255.22 | 421.09 | 199.22 | 306.09 | 505.31
E3-11E | 0.388 | 0.597 | 0.985 | 0.466 | 0.716 | 1.182 | 165.87 | 255.22 | 421.09 | 199.22 | 306.09 | 505.31
E3-11F | 0.1 | 0.154 | 0.254 | 0.12 | 0.185 | 0.305 | 42.75 | 65.84 | 108.59 | 51.3 | 79.09 | 130.39
E3-12 | 0.652 | 1.003 | 1.655 | 0.782 | 1.204 | 1.986 | 278.73 | 428.78 | 707.51 | 334.31 | 514.71 | 849.02
E3-12A | 0.819 | 1.17 | 1.989 | 0.983 | 1.404 | 2.387 | 350.12 | 500.18 | 850.3 | 420.23 | 600.21 | 1020.44
E3-12B | 0.652 | 1.003 | 1.655 | 0.782 | 1.204 | 1.986 | 278.73 | 428.78 | 707.51 | 334.31 | 514.71 | 849.02
E3-12C | 0.485 | 0.836 | 1.321 | 0.582 | 1.003 | 1.585 | 207.34 | 357.39 | 564.73 | 248.81 | 428.78 | 677.59
E3-13 | 0.5542 | 0.65396 | 1.2082 | 0.665 | 0.785 | 1.45 | 236.92 | 279.57 | 516.49 | 284.29 | 335.59 | 619.88
E3-13A | 0.69615 | 0.9945 | 1.6906 | 0.835 | 1.193 | 2.029 | 297.6 | 425.15 | 722.75 | 356.96 | 510.01 | 866.97
E3-13B | 0.5542 | 0.85255 | 1.4067 | 0.665 | 1.023 | 1.688 | 236.92 | 364.47 | 601.39 | 284.29 | 437.33 | 721.62
E3-13C | 0.41225 | 0.7106 | 1.1228 | 0.495 | 0.853 | 1.347 | 176.24 | 303.78 | 480.02 | 211.61 | 364.66 | 576.27
E4-2 | 0.435 | 0.767 | 1.202 | 0.522 | 0.92 | 1.442 | 185.96 | 327.89 | 513.85 | 223.16 | 393.3 | 616.46
E4-2X | 0.435 | 0.767 | 1.202 | 0.522 | 0.92 | 1.442 | 185.96 | 327.89 | 513.85 | 223.16 | 393.3 | 616.46
E4-3 | 0.435 | 0.767 | 1.202 | 0.522 | 0.92 | 1.442 | 185.96 | 327.89 | 513.85 | 223.16 | 393.3 | 616.46
E5-2 | 0.61156 | 1.224 | 1.8356 | 0.734 | 1.469 | 2.203 | 261.44 | 523.26 | 784.7 | 313.79 | 628 | 941.79
E6-2 | 0.554 | 0.853 | 1.407 | 0.665 | 1.024 | 1.688 | 236.84 | 364.66 | 601.5 | 284.29 | 437.76 | 722.05
E6-3 | 0.554 | 0.853 | 1.407 | 0.665 | 1.024 | 1.688 | 236.84 | 364.66 | 601.5 | 284.29 | 437.76 | 722.05
E-25C | 0.33 | 0.55 | 0.88 | 0.396 | 0.66 | 1.056 | 141.08 | 235.13 | 376.21 | 169.29 | 282.15 | 451.44
E-25D | 0.33 | 0.55 | 0.88 | 0.396 | 0.66 | 1.056 | 141.08 | 235.13 | 376.21 | 169.29 | 282.15 | 451.44
E-35C | 0.33 | 0.55 | 0.88 | 0.396 | 0.66 | 1.056 | 141.08 | 235.13 | 376.21 | 169.29 | 282.15 | 451.44
E5.1 | 0.07475 | 0.115 | 0.18975 | 0.09 | 0.138 | 0.228 | 31.96 | 49.16 | 81.12 | 38.48 | 59 | 97.48
E5-1 | 0.07475 | 0.115 | 0.18975 | 0.09 | 0.138 | 0.228 | 31.96 | 49.16 | 81.12 | 38.48 | 59 | 97.48
E-INS | 0.07475 | 0.115 | 0.18975 | 0.09 | 0.138 | 0.228 | 31.96 | 49.16 | 81.12 | 38.48 | 59 | 97.48
E-INS36 | 0.07475 | 0.115 | 0.18975 | 0.09 | 0.138 | 0.228 | 31.96 | 49.16 | 81.12 | 38.48 | 59 | 97.48
E-INS78H | 0.07475 | 0.115 | 0.18975 | 0.09 | 0.138 | 0.228 | 31.96 | 49.16 | 81.12 | 38.48 | 59 | 97.48
E9-2 | 0.2 | 0.4 | 0.6 | 0.24 | 0.48 | 0.72 | 85.5 | 171 | 256.5 | 102.6 | 205.2 | 307.8
E9-2X | 0.2 | 0.4 | 0.6 | 0.24 | 0.48 | 0.72 | 85.5 | 171 | 256.5 | 102.6 | 205.2 | 307.8
VE9-2 | 0.33 | 0.5 | 0.83 | 0.396 | 0.6 | 0.996 | 141.08 | 213.75 | 354.83 | 169.29 | 256.5 | 425.79
E13 | 0.2 | 0.4 | 0.6 | 0.24 | 0.48 | 0.72 | 85.5 | 171 | 256.5 | 102.6 | 205.2 | 307.8
E13I | 0.33 | 0.5 | 0.83 | 0.396 | 0.6 | 0.996 | 141.08 | 213.75 | 354.83 | 169.29 | 256.5 | 425.79
E14 | 0.51 | 0.7 | 1.21 | 0.612 | 0.84 | 1.452 | 218.03 | 299.25 | 517.28 | 261.63 | 359.1 | 620.73
E14I | 0.52 | 0.8 | 1.32 | 0.624 | 0.96 | 1.584 | 222.3 | 342 | 564.3 | 266.76 | 410.4 | 677.16
E15 | 0.51 | 0.7 | 1.21 | 0.612 | 0.84 | 1.452 | 218.03 | 299.25 | 517.28 | 261.63 | 359.1 | 620.73
E15I | 0.52 | 0.8 | 1.32 | 0.624 | 0.96 | 1.584 | 222.3 | 342 | 564.3 | 266.76 | 410.4 | 677.16
E16 | 0.8125 | 1.25 | 2.0625 | 0.975 | 1.5 | 2.475 | 347.34 | 534.38 | 881.72 | 416.81 | 641.25 | 1058.06
E16I | 0.8775 | 1.35 | 2.2275 | 1.053 | 1.62 | 2.673 | 375.13 | 577.13 | 952.26 | 450.16 | 692.55 | 1142.71
F1-2 | 0.268 | 0.335 | 0.603 | 0.322 | 0.402 | 0.724 | 114.57 | 143.21 | 257.78 | 137.66 | 171.86 | 309.52
F1-3 | 0.268 | 0.335 | 0.603 | 0.322 | 0.402 | 0.724 | 114.57 | 143.21 | 257.78 | 137.66 | 171.86 | 309.52
F1-3S | 0.268 | 0.335 | 0.603 | 0.322 | 0.402 | 0.724 | 114.57 | 143.21 | 257.78 | 137.66 | 171.86 | 309.52
F1-4 | 0.268 | 0.335 | 0.603 | 0.322 | 0.402 | 0.724 | 114.57 | 143.21 | 257.78 | 137.66 | 171.86 | 309.52
F1-4S | 0.268 | 0.335 | 0.603 | 0.322 | 0.402 | 0.724 | 114.57 | 143.21 | 257.78 | 137.66 | 171.86 | 309.52
FP-1 | 0.268 | 0.335 | 0.603 | 0.322 | 0.402 | 0.724 | 114.57 | 143.21 | 257.78 | 137.66 | 171.86 | 309.52
F1-6S | 0.4 | 0.5 | 0.9 | 0.48 | 0.6 | 1.08 | 171 | 213.75 | 384.75 | 205.2 | 256.5 | 461.7
F1-8 | 0.4 | 0.5 | 0.9 | 0.48 | 0.6 | 1.08 | 171 | 213.75 | 384.75 | 205.2 | 256.5 | 461.7
F1-10 | 0.2 | 0.27 | 0.47 | 0.24 | 0.324 | 0.564 | 85.5 | 115.43 | 200.93 | 102.6 | 138.51 | 241.11
F1-12 | 0.2 | 0.27 | 0.47 | 0.24 | 0.324 | 0.564 | 85.5 | 115.43 | 200.93 | 102.6 | 138.51 | 241.11
F1-20 | 0.3 | 0.4 | 0.7 | 0.36 | 0.48 | 0.84 | 128.25 | 171 | 299.25 | 153.9 | 205.2 | 359.1
F1-20A | 0.2 | 0.2 | 0.4 | 0.24 | 0.24 | 0.48 | 85.5 | 85.5 | 171 | 102.6 | 102.6 | 205.2
F1-20B | 0.2 | 0.2 | 0.4 | 0.24 | 0.24 | 0.48 | 85.5 | 85.5 | 171 | 102.6 | 102.6 | 205.2
F1-20C | 0.2 | 0.2 | 0.4 | 0.24 | 0.24 | 0.48 | 85.5 | 85.5 | 171 | 102.6 | 102.6 | 205.2
F1-20D | 0.2 | 0.2 | 0.4 | 0.24 | 0.24 | 0.48 | 85.5 | 85.5 | 171 | 102.6 | 102.6 | 205.2
7' EXT | 0.2 | 0.2 | 0.4 | 0.24 | 0.24 | 0.48 | 85.5 | 85.5 | 171 | 102.6 | 102.6 | 205.2
F4-1-E | 0.4 | 0.5 | 0.9 | 0.48 | 0.6 | 1.08 | 171 | 213.75 | 384.75 | 205.2 | 256.5 | 461.7
F4-1-S | 0.4 | 0.5 | 0.9 | 0.48 | 0.6 | 1.08 | 171 | 213.75 | 384.75 | 205.2 | 256.5 | 461.7
F6-2 | 0.3 | 0.4 | 0.7 | 0.36 | 0.48 | 0.84 | 128.25 | 171 | 299.25 | 153.9 | 205.2 | 359.1
F6-3 | 0.3 | 0.4 | 0.7 | 0.36 | 0.48 | 0.84 | 128.25 | 171 | 299.25 | 153.9 | 205.2 | 359.1
F6-5 | 0.3 | 0.4 | 0.7 | 0.3 | 0.4 | 0.7 | 128.25 | 171 | 299.25 | 128.25 | 171 | 299.25
F6-5-1 | 0.131 | 0.201 | 0.332 | 0.131 | 0.201 | 0.332 | 56 | 85.93 | 141.93 | 56 | 85.93 | 141.93
F6-5-2 | 0.131 | 0.201 | 0.332 | 0.131 | 0.201 | 0.332 | 56 | 85.93 | 141.93 | 56 | 85.93 | 141.93
F6-5C | 0.3 | 0.401 | 0.701 | 0.3 | 0.401 | 0.701 | 128.25 | 171.43 | 299.68 | 128.25 | 171.43 | 299.68
F6-7 | 0.3 | 0.4 | 0.7 | 0.3 | 0.4 | 0.7 | 128.25 | 171 | 299.25 | 128.25 | 171 | 299.25
F6-7-1 | 0.131 | 0.201 | 0.332 | 0.131 | 0.201 | 0.332 | 56 | 85.93 | 141.93 | 56 | 85.93 | 141.93
F6-7-2 | 0.131 | 0.201 | 0.332 | 0.131 | 0.201 | 0.332 | 56 | 85.93 | 141.93 | 56 | 85.93 | 141.93
F6-7C | 0.3 | 0.401 | 0.701 | 0.3 | 0.401 | 0.701 | 128.25 | 171.43 | 299.68 | 128.25 | 171.43 | 299.68
F7-3 | 0.3 | 0.4 | 0.7 | 0.36 | 0.48 | 0.84 | 128.25 | 171 | 299.25 | 153.9 | 205.2 | 359.1
F7-5 | 0.2 | 0.2 | 0.4 | 0.24 | 0.24 | 0.48 | 85.5 | 85.5 | 171 | 102.6 | 102.6 | 205.2
F7-7 | 0.23 | 0.23 | 0.46 | 0.276 | 0.276 | 0.552 | 98.33 | 98.33 | 196.66 | 117.99 | 117.99 | 235.98
FP-3 | 0.5 | 0.6 | 1.1 | 0.6 | 0.72 | 1.32 | 213.75 | 256.5 | 470.25 | 256.5 | 307.8 | 564.3
G0-SM | 0.03 | 0.04 | 0.07 | 0.03 | 0.04 | 0.07 | 12.83 | 17.1 | 29.93 | 12.83 | 17.1 | 29.93
G1B | 0.51 | 1.24 | 1.75 | 0.612 | 1.488 | 2.1 | 218.03 | 530.1 | 748.13 | 261.63 | 636.12 | 897.75
G1BS | 0.87 | 1.98 | 2.85 | 1.044 | 2.376 | 3.42 | 371.93 | 846.45 | 1218.38 | 446.31 | 1015.74 | 1462.05
G2B | 1.02 | 2.48 | 3.5 | 1.224 | 2.976 | 4.2 | 436.05 | 1060.2 | 1496.25 | 523.26 | 1272.24 | 1795.5
G2BS | 1.38 | 3.22 | 4.6 | 1.656 | 3.864 | 5.52 | 589.95 | 1376.55 | 1966.5 | 707.94 | 1651.86 | 2359.8
G21 | 1.02 | 2.48 | 3.5 | 1.224 | 2.976 | 4.2 | 436.05 | 1060.2 | 1496.25 | 523.26 | 1272.24 | 1795.5
G31 | 1.53 | 3.72 | 5.25 | 1.836 | 4.464 | 6.3 | 654.08 | 1590.3 | 2244.38 | 784.89 | 1908.36 | 2693.25
G3B | 1.53 | 3.72 | 5.25 | 1.836 | 4.464 | 6.3 | 654.08 | 1590.3 | 2244.38 | 784.89 | 1908.36 | 2693.25
G3BS | 1.53 | 3.72 | 5.25 | 1.836 | 4.464 | 6.3 | 654.08 | 1590.3 | 2244.38 | 784.89 | 1908.36 | 2693.25
G10 | 0.87 | 1.98 | 2.85 | 1.044 | 2.376 | 3.42 | 371.93 | 846.45 | 1218.38 | 446.31 | 1015.74 | 1462.05
G11 | 0.51 | 1.24 | 1.75 | 0.612 | 1.488 | 2.1 | 218.03 | 530.1 | 748.13 | 261.63 | 636.12 | 897.75
G19 | 0.5 | 0.8 | 1.3 | 0.6 | 0.96 | 1.56 | 213.75 | 342 | 555.75 | 256.5 | 410.4 | 666.9
G20 | 1.38 | 3.22 | 4.6 | 1.656 | 3.864 | 5.52 | 589.95 | 1376.55 | 1966.5 | 707.94 | 1651.86 | 2359.8
G39 | 0.5 | 0.8 | 1.3 | 0.6 | 0.96 | 1.56 | 213.75 | 342 | 555.75 | 256.5 | 410.4 | 666.9
G39-15 | 1.1 | 1.467 | 2.567 | 1.32 | 1.76 | 3.08 | 470.25 | 627.14 | 1097.39 | 564.3 | 752.4 | 1316.7
G39-25 | 1.1 | 1.467 | 2.567 | 1.32 | 1.76 | 3.08 | 470.25 | 627.14 | 1097.39 | 564.3 | 752.4 | 1316.7
G10/19/39 | 0.5 | 0.8 | 1.3 | 0.6 | 0.96 | 1.56 | 213.75 | 342 | 555.75 | 256.5 | 410.4 | 666.9
G210-2 | 1.023 | 2.488 | 3.511 | 1.228 | 2.986 | 4.213 | 437.33 | 1063.62 | 1500.95 | 524.97 | 1276.52 | 1801.49
G210-B | 1.023 | 2.488 | 3.511 | 1.228 | 2.986 | 4.213 | 437.33 | 1063.62 | 1500.95 | 524.97 | 1276.52 | 1801.49
G210-2B | 1.023 | 2.488 | 3.511 | 1.228 | 2.986 | 4.213 | 437.33 | 1063.62 | 1500.95 | 524.97 | 1276.52 | 1801.49
G210 | 1.023 | 2.488 | 3.511 | 1.228 | 2.986 | 4.213 | 437.33 | 1063.62 | 1500.95 | 524.97 | 1276.52 | 1801.49
G310 | 1.53 | 3.72 | 5.25 | 1.836 | 4.464 | 6.3 | 654.08 | 1590.3 | 2244.38 | 784.89 | 1908.36 | 2693.25
G310-C | 1.53 | 3.72 | 5.25 | 1.836 | 4.464 | 6.3 | 654.08 | 1590.3 | 2244.38 | 784.89 | 1908.36 | 2693.25
G311 | 1.53 | 3.72 | 5.25 | 1.836 | 4.464 | 6.3 | 654.08 | 1590.3 | 2244.38 | 784.89 | 1908.36 | 2693.25
G312 | 1.53 | 3.72 | 5.25 | 1.836 | 4.464 | 6.3 | 654.08 | 1590.3 | 2244.38 | 784.89 | 1908.36 | 2693.25
G314 | 1.53 | 3.72 | 5.25 | 1.836 | 4.464 | 6.3 | 654.08 | 1590.3 | 2244.38 | 784.89 | 1908.36 | 2693.25
G105 | 0.5 | 0.8 | 1.3 | 0.6 | 0.96 | 1.56 | 213.75 | 342 | 555.75 | 256.5 | 410.4 | 666.9
G105-15 | 1.1 | 1.467 | 2.567 | 1.32 | 1.76 | 3.08 | 470.25 | 627.14 | 1097.39 | 564.3 | 752.4 | 1316.7
G105-25 | 1.1 | 1.467 | 2.567 | 1.32 | 1.76 | 3.08 | 470.25 | 627.14 | 1097.39 | 564.3 | 752.4 | 1316.7
G106 | 0.5 | 0.8 | 1.3 | 0.6 | 0.96 | 1.56 | 213.75 | 342 | 555.75 | 256.5 | 410.4 | 666.9
G136 | 0.5 | 0.8 | 1.3 | 0.6 | 0.96 | 1.56 | 213.75 | 342 | 555.75 | 256.5 | 410.4 | 666.9
1.5 KVA | 0.46 | 0.562 | 1.022 | 0.552 | 0.674 | 1.226 | 196.65 | 240.26 | 436.91 | 235.98 | 288.14 | 524.12
1.5K76C | 0.46 | 0.562 | 1.022 | 0.552 | 0.674 | 1.226 | 196.65 | 240.26 | 436.91 | 235.98 | 288.14 | 524.12
3 KVA | 0.46 | 0.562 | 1.022 | 0.552 | 0.674 | 1.226 | 196.65 | 240.26 | 436.91 | 235.98 | 288.14 | 524.12
5 KVA | 0.46 | 0.562 | 1.022 | 0.552 | 0.674 | 1.226 | 196.65 | 240.26 | 436.91 | 235.98 | 288.14 | 524.12
5K76CO | 0.46 | 0.562 | 1.022 | 0.552 | 0.674 | 1.226 | 196.65 | 240.26 | 436.91 | 235.98 | 288.14 | 524.12
5K76X | 0.46 | 0.562 | 1.022 | 0.552 | 0.674 | 1.226 | 196.65 | 240.26 | 436.91 | 235.98 | 288.14 | 524.12
G1B72-120-5 | 0.46 | 0.562 | 1.022 | 0.552 | 0.674 | 1.226 | 196.65 | 240.26 | 436.91 | 235.98 | 288.14 | 524.12
7.5 KVA | 0.46 | 0.562 | 1.022 | 0.552 | 0.674 | 1.226 | 196.65 | 240.26 | 436.91 | 235.98 | 288.14 | 524.12
10 KVA | 0.66667 | 0.73333 | 1.4 | 0.8 | 0.88 | 1.68 | 285 | 313.5 | 598.5 | 342 | 376.2 | 718.2
10K76CO | 0.66667 | 0.73333 | 1.4 | 0.8 | 0.88 | 1.68 | 285 | 313.5 | 598.5 | 342 | 376.2 | 718.2
10K76X | 0.66667 | 0.73333 | 1.4 | 0.8 | 0.88 | 1.68 | 285 | 313.5 | 598.5 | 342 | 376.2 | 718.2
15 KVA | 0.66667 | 0.73333 | 1.4 | 0.8 | 0.88 | 1.68 | 285 | 313.5 | 598.5 | 342 | 376.2 | 718.2
15K76CO | 0.66667 | 0.73333 | 1.4 | 0.8 | 0.88 | 1.68 | 285 | 313.5 | 598.5 | 342 | 376.2 | 718.2
15K76X | 0.66667 | 0.73333 | 1.4 | 0.8 | 0.88 | 1.68 | 285 | 313.5 | 598.5 | 342 | 376.2 | 718.2
25 KVA | 0.66667 | 0.73333 | 1.4 | 0.8 | 0.88 | 1.68 | 285 | 313.5 | 598.5 | 342 | 376.2 | 718.2
G1B24-120-25 | 0.66667 | 0.73333 | 1.4 | 0.8 | 0.88 | 1.68 | 285 | 313.5 | 598.5 | 342 | 376.2 | 718.2
G1B72-120-25 | 0.66667 | 0.73333 | 1.4 | 0.8 | 0.88 | 1.68 | 285 | 313.5 | 598.5 | 342 | 376.2 | 718.2
25K76X | 0.66667 | 0.73333 | 1.4 | 0.8 | 0.88 | 1.68 | 285 | 313.5 | 598.5 | 342 | 376.2 | 718.2
37.5 KVA | 0.66667 | 0.73333 | 1.4 | 0.8 | 0.88 | 1.68 | 285 | 313.5 | 598.5 | 342 | 376.2 | 718.2
37K76CO | 0.66667 | 0.73333 | 1.4 | 0.8 | 0.88 | 1.68 | 285 | 313.5 | 598.5 | 342 | 376.2 | 718.2
37K76X | 0.66667 | 0.73333 | 1.4 | 0.8 | 0.88 | 1.68 | 285 | 313.5 | 598.5 | 342 | 376.2 | 718.2
G2B24-120-37 | 0.66667 | 0.73333 | 1.4 | 0.8 | 0.88 | 1.68 | 285 | 313.5 | 598.5 | 342 | 376.2 | 718.2
G1B72-120-37 | 0.66667 | 0.73333 | 1.4 | 0.8 | 0.88 | 1.68 | 285 | 313.5 | 598.5 | 342 | 376.2 | 718.2
G2B24-120-10 | 0.66667 | 0.73333 | 1.4 | 0.8 | 0.88 | 1.68 | 285 | 313.5 | 598.5 | 342 | 376.2 | 718.2
G2B24-120-25 | 0.66667 | 0.73333 | 1.4 | 0.8 | 0.88 | 1.68 | 285 | 313.5 | 598.5 | 342 | 376.2 | 718.2
G2B24-120-15 | 0.66667 | 0.73333 | 1.4 | 0.8 | 0.88 | 1.68 | 285 | 313.5 | 598.5 | 342 | 376.2 | 718.2
G2B24-120-50 | 0.7 | 0.8 | 1.5 | 0.84 | 0.96 | 1.8 | 299.25 | 342 | 641.25 | 359.1 | 410.4 | 769.5
G2B24-120-5 | 0.66667 | 0.73333 | 1.4 | 0.8 | 0.88 | 1.68 | 285 | 313.5 | 598.5 | 342 | 376.2 | 718.2
G1B72-120-10 | 0.6 | 0.667 | 1.267 | 0.72 | 0.8 | 1.52 | 256.5 | 285.14 | 541.64 | 307.8 | 342 | 649.8
G1B72-120-15 | 0.6 | 0.667 | 1.267 | 0.72 | 0.8 | 1.52 | 256.5 | 285.14 | 541.64 | 307.8 | 342 | 649.8
G1B72-120-50 | 0.7 | 0.8 | 1.5 | 0.84 | 0.96 | 1.8 | 299.25 | 342 | 641.25 | 359.1 | 410.4 | 769.5
50 KVA | 0.6 | 0.66667 | 1.2667 | 0.72 | 0.8 | 1.52 | 256.5 | 285 | 541.5 | 307.8 | 342 | 649.8
50K76X | 0.6 | 0.66667 | 1.2667 | 0.72 | 0.8 | 1.52 | 256.5 | 285 | 541.5 | 307.8 | 342 | 649.8
75 KVA | 0.53844 | 0.828 | 1.3664 | 0.646 | 0.994 | 1.64 | 230.18 | 353.97 | 584.15 | 276.17 | 424.94 | 701.11
100 KVA | 0.80766 | 1.242 | 2.0497 | 0.969 | 1.49 | 2.46 | 345.28 | 530.95 | 876.23 | 414.25 | 636.98 | 1051.23
167 KVA | 1.0769 | 1.656 | 2.7329 | 1.292 | 1.987 | 3.279 | 460.37 | 707.94 | 1168.31 | 552.33 | 849.44 | 1401.77
100K19C | 0.66667 | 1 | 1.6667 | 0.8 | 1.2 | 2 | 285 | 427.5 | 712.5 | 342 | 513 | 855
10K19CO | 0.6 | 0.66667 | 1.2667 | 0.72 | 0.8 | 1.52 | 256.5 | 285 | 541.5 | 307.8 | 342 | 649.8
15K19X | 0.6 | 0.66667 | 1.2667 | 0.72 | 0.8 | 1.52 | 256.5 | 285 | 541.5 | 307.8 | 342 | 649.8
25K19CO | 0.6 | 0.66667 | 1.2667 | 0.72 | 0.8 | 1.52 | 256.5 | 285 | 541.5 | 307.8 | 342 | 649.8
50K19CO | 0.66667 | 0.73333 | 1.4 | 0.8 | 0.88 | 1.68 | 285 | 313.5 | 598.5 | 342 | 376.2 | 718.2
50K19X | 0.66667 | 0.73333 | 1.4 | 0.8 | 0.88 | 1.68 | 285 | 313.5 | 598.5 | 342 | 376.2 | 718.2
J1 | 0.03 | 0.07 | 0.1 | 0.036 | 0.084 | 0.12 | 12.83 | 29.93 | 42.76 | 15.39 | 35.91 | 51.3
J2 | 0.03 | 0.07 | 0.1 | 0.036 | 0.084 | 0.12 | 12.83 | 29.93 | 42.76 | 15.39 | 35.91 | 51.3
J2-1 | 0.03 | 0.07 | 0.1 | 0.036 | 0.084 | 0.12 | 12.83 | 29.93 | 42.76 | 15.39 | 35.91 | 51.3
J4 | 0.03 | 0.07 | 0.1 | 0.036 | 0.084 | 0.12 | 12.83 | 29.93 | 42.76 | 15.39 | 35.91 | 51.3
J-5 | 0.03 | 0.07 | 0.1 | 0.036 | 0.084 | 0.12 | 12.83 | 29.93 | 42.76 | 15.39 | 35.91 | 51.3
J5 | 0.03 | 0.07 | 0.1 | 0.036 | 0.084 | 0.12 | 12.83 | 29.93 | 42.76 | 15.39 | 35.91 | 51.3
J-6 | 0.1 | 0.17 | 0.27 | 0.12 | 0.204 | 0.324 | 42.75 | 72.68 | 115.43 | 51.3 | 87.21 | 138.51
J6 | 0.1 | 0.17 | 0.27 | 0.12 | 0.204 | 0.324 | 42.75 | 72.68 | 115.43 | 51.3 | 87.21 | 138.51
J6-W | 0.1 | 0.17 | 0.27 | 0.12 | 0.204 | 0.324 | 42.75 | 72.68 | 115.43 | 51.3 | 87.21 | 138.51
J6-R1 | 0.075 | 0.1275 | 0.2025 | 0.09 | 0.153 | 0.243 | 32.06 | 54.51 | 86.57 | 38.48 | 65.41 | 103.89
J-7 | 0.15 | 0.255 | 0.405 | 0.18 | 0.306 | 0.486 | 64.13 | 109.01 | 173.14 | 76.95 | 130.82 | 207.77
J8 | 0.03 | 0.07 | 0.1 | 0.036 | 0.084 | 0.12 | 12.83 | 29.93 | 42.76 | 15.39 | 35.91 | 51.3
J8L | 0.03 | 0.07 | 0.1 | 0.036 | 0.084 | 0.12 | 12.83 | 29.93 | 42.76 | 15.39 | 35.91 | 51.3
J-10 | 0.15 | 0.255 | 0.405 | 0.18 | 0.306 | 0.486 | 64.13 | 109.01 | 173.14 | 76.95 | 130.82 | 207.77
#8 CU | 0.0017778 | 0.006 | 0.0077778 | 0.002 | 0.007 | 0.009 | 0.76 | 2.57 | 3.33 | 0.86 | 2.99 | 3.85
D6DPX | 0.0017778 | 0.006 | 0.0077778 | 0.002 | 0.007 | 0.009 | 0.76 | 2.57 | 3.33 | 0.86 | 2.99 | 3.85
#6 DUP | 0.0017778 | 0.006 | 0.0077778 | 0.002 | 0.007 | 0.009 | 0.76 | 2.57 | 3.33 | 0.86 | 2.99 | 3.85
6AL DPLX | 0.0017778 | 0.006 | 0.0077778 | 0.002 | 0.007 | 0.009 | 0.76 | 2.57 | 3.33 | 0.86 | 2.99 | 3.85
6ALDUP | 0.0017778 | 0.006 | 0.0077778 | 0.002 | 0.007 | 0.009 | 0.76 | 2.57 | 3.33 | 0.86 | 2.99 | 3.85
K0-6C | 0.0017778 | 0.006 | 0.0077778 | 0.002 | 0.007 | 0.009 | 0.76 | 2.57 | 3.33 | 0.86 | 2.99 | 3.85
#6 TRI | 0.0017778 | 0.006 | 0.0077778 | 0.002 | 0.007 | 0.009 | 0.76 | 2.57 | 3.33 | 0.86 | 2.99 | 3.85
#4 DUP | 0.0033333 | 0.006 | 0.0093333 | 0.004 | 0.007 | 0.011 | 1.43 | 2.57 | 4 | 1.71 | 2.99 | 4.7
#4 CU | 0.0033333 | 0.006 | 0.0093333 | 0.004 | 0.007 | 0.011 | 1.43 | 2.57 | 4 | 1.71 | 2.99 | 4.7
#4 TRI | 0.0033333 | 0.006 | 0.0093333 | 0.004 | 0.007 | 0.011 | 1.43 | 2.57 | 4 | 1.71 | 2.99 | 4.7
4 ALTPLX | 0.0033333 | 0.006 | 0.0093333 | 0.004 | 0.007 | 0.011 | 1.43 | 2.57 | 4 | 1.71 | 2.99 | 4.7
4ALTPLX | 0.0033333 | 0.006 | 0.0093333 | 0.004 | 0.007 | 0.011 | 1.43 | 2.57 | 4 | 1.71 | 2.99 | 4.7
#2 CU | 0.0033333 | 0.006 | 0.0093333 | 0.004 | 0.007 | 0.011 | 1.43 | 2.57 | 4 | 1.71 | 2.99 | 4.7
#2 DUP | 0.0033333 | 0.006 | 0.0093333 | 0.004 | 0.007 | 0.011 | 1.43 | 2.57 | 4 | 1.71 | 2.99 | 4.7
#2 TRI | 0.0033333 | 0.006 | 0.0093333 | 0.004 | 0.007 | 0.011 | 1.43 | 2.57 | 4 | 1.71 | 2.99 | 4.7
2ALTPLX | 0.0033333 | 0.006 | 0.0093333 | 0.004 | 0.007 | 0.011 | 1.43 | 2.57 | 4 | 1.71 | 2.99 | 4.7
D2TPX | 0.0033333 | 0.006 | 0.0093333 | 0.004 | 0.007 | 0.011 | 1.43 | 2.57 | 4 | 1.71 | 2.99 | 4.7
K1-6C | 0.0017778 | 0.006 | 0.0077778 | 0.002 | 0.007 | 0.009 | 0.76 | 2.57 | 3.33 | 0.86 | 2.99 | 3.85
K1-2C | 0.0033333 | 0.006 | 0.0093333 | 0.004 | 0.007 | 0.011 | 1.43 | 2.57 | 4 | 1.71 | 2.99 | 4.7
K1-1/0C | 0.005 | 0.00667 | 0.01167 | 0.006 | 0.008 | 0.014 | 2.14 | 2.85 | 4.99 | 2.57 | 3.42 | 5.99
D1/0TPX | 0.005 | 0.00667 | 0.01167 | 0.006 | 0.008 | 0.014 | 2.14 | 2.85 | 4.99 | 2.57 | 3.42 | 5.99
#1/0TRI | 0.005 | 0.00667 | 0.01167 | 0.006 | 0.008 | 0.014 | 2.14 | 2.85 | 4.99 | 2.57 | 3.42 | 5.99
#1/0 TRI | 0.005 | 0.00667 | 0.01167 | 0.006 | 0.008 | 0.014 | 2.14 | 2.85 | 4.99 | 2.57 | 3.42 | 5.99
D1/0ALTPLX | 0.005 | 0.00667 | 0.01167 | 0.006 | 0.008 | 0.014 | 2.14 | 2.85 | 4.99 | 2.57 | 3.42 | 5.99
1/0ALTPLX | 0.005 | 0.00667 | 0.01167 | 0.006 | 0.008 | 0.014 | 2.14 | 2.85 | 4.99 | 2.57 | 3.42 | 5.99
#2/0 TRI | 0.005 | 0.00667 | 0.01167 | 0.006 | 0.008 | 0.014 | 2.14 | 2.85 | 4.99 | 2.57 | 3.42 | 5.99
#2/0TRI | 0.005 | 0.00667 | 0.01167 | 0.006 | 0.008 | 0.014 | 2.14 | 2.85 | 4.99 | 2.57 | 3.42 | 5.99
#3/0 TRI | 0.005 | 0.00667 | 0.01167 | 0.006 | 0.008 | 0.014 | 2.14 | 2.85 | 4.99 | 2.57 | 3.42 | 5.99
#3/0TRI | 0.005 | 0.00667 | 0.01167 | 0.006 | 0.008 | 0.014 | 2.14 | 2.85 | 4.99 | 2.57 | 3.42 | 5.99
#1/0 TRI (PER FT) | 0.005 | 0.00667 | 0.01167 | 0.006 | 0.008 | 0.014 | 2.14 | 2.85 | 4.99 | 2.57 | 3.42 | 5.99
#4/0 TRI | 0.005 | 0.0066667 | 0.011667 | 0.006 | 0.008 | 0.014 | 2.14 | 2.85 | 4.99 | 2.57 | 3.42 | 5.99
#4/0TRI | 0.005 | 0.0066667 | 0.011667 | 0.006 | 0.008 | 0.014 | 2.14 | 2.85 | 4.99 | 2.57 | 3.42 | 5.99
K1-4/0C | 0.005 | 0.0066667 | 0.011667 | 0.006 | 0.008 | 0.014 | 2.14 | 2.85 | 4.99 | 2.57 | 3.42 | 5.99
#2 QUAD | 0.0041667 | 0.0083333 | 0.0125 | 0.005 | 0.01 | 0.015 | 1.78 | 3.56 | 5.34 | 2.14 | 4.28 | 6.42
K2-1/0C | 0.0041667 | 0.0083333 | 0.0125 | 0.005 | 0.01 | 0.015 | 1.78 | 3.56 | 5.34 | 2.14 | 4.28 | 6.42
D1/0QPX | 0.00625 | 0.0083375 | 0.014587 | 0.008 | 0.01 | 0.018 | 2.67 | 3.56 | 6.23 | 3.42 | 4.28 | 7.7
#1/0 QUAD | 0.00625 | 0.0083375 | 0.014587 | 0.008 | 0.01 | 0.018 | 2.67 | 3.56 | 6.23 | 3.42 | 4.28 | 7.7
1/0QUAD | 0.00625 | 0.0083375 | 0.014587 | 0.008 | 0.01 | 0.018 | 2.67 | 3.56 | 6.23 | 3.42 | 4.28 | 7.7
#2/0 QUAD | 0.00625 | 0.0083375 | 0.014587 | 0.008 | 0.01 | 0.018 | 2.67 | 3.56 | 6.23 | 3.42 | 4.28 | 7.7
2/0QUAD | 0.00625 | 0.0083375 | 0.014587 | 0.008 | 0.01 | 0.018 | 2.67 | 3.56 | 6.23 | 3.42 | 4.28 | 7.7
#3/0 QUAD | 0.00625 | 0.0083375 | 0.014587 | 0.008 | 0.01 | 0.018 | 2.67 | 3.56 | 6.23 | 3.42 | 4.28 | 7.7
3/0QUAD | 0.00625 | 0.0083375 | 0.014587 | 0.008 | 0.01 | 0.018 | 2.67 | 3.56 | 6.23 | 3.42 | 4.28 | 7.7
#4/0 QUAD | 0.00625 | 0.0083375 | 0.014587 | 0.008 | 0.01 | 0.018 | 2.67 | 3.56 | 6.23 | 3.42 | 4.28 | 7.7
4/0QUAD | 0.00625 | 0.0083333 | 0.014583 | 0.008 | 0.01 | 0.018 | 2.67 | 3.56 | 6.23 | 3.42 | 4.28 | 7.7
4/0ALQD | 0.00625 | 0.0083333 | 0.014583 | 0.008 | 0.01 | 0.018 | 2.67 | 3.56 | 6.23 | 3.42 | 4.28 | 7.7
#336 QUAD | 0.0065 | 0.01 | 0.0165 | 0.008 | 0.012 | 0.02 | 2.78 | 4.28 | 7.06 | 3.42 | 5.13 | 8.55
336QUAD | 0.0065 | 0.01 | 0.0165 | 0.008 | 0.012 | 0.02 | 2.78 | 4.28 | 7.06 | 3.42 | 5.13 | 8.55
350ALQD | 6.5 | 10 | 16.5 | 7.8 | 12 | 19.8 | 2778.75 | 4275 | 7053.75 | 3334.5 | 5130 | 8464.5
500 MCM | 0.008 | 0.012 | 0.02 | 0.01 | 0.014 | 0.024 | 3.42 | 5.13 | 8.55 | 4.28 | 5.99 | 10.27
500-AL | 0.008 | 0.012 | 0.02 | 0.01 | 0.014 | 0.024 | 3.42 | 5.13 | 8.55 | 4.28 | 5.99 | 10.27
500-CU | 0.008 | 0.012 | 0.02 | 0.01 | 0.014 | 0.024 | 3.42 | 5.13 | 8.55 | 4.28 | 5.99 | 10.27
750 MCM | 0.0096 | 0.014 | 0.0236 | 0.012 | 0.017 | 0.028 | 4.1 | 5.99 | 10.09 | 5.13 | 7.27 | 12.4
K1S | 0.07 | 0.1 | 0.17 | 0.084 | 0.12 | 0.204 | 29.93 | 42.75 | 72.68 | 35.91 | 51.3 | 87.21
K1M | 0.07 | 0.1 | 0.17 | 0.084 | 0.12 | 0.204 | 29.93 | 42.75 | 72.68 | 35.91 | 51.3 | 87.21
K1L | 0.07 | 0.1 | 0.17 | 0.084 | 0.12 | 0.204 | 29.93 | 42.75 | 72.68 | 35.91 | 51.3 | 87.21
K1-1/0T | 0.07 | 0.1 | 0.17 | 0.084 | 0.12 | 0.204 | 29.93 | 42.75 | 72.68 | 35.91 | 51.3 | 87.21
K1-1/0Q | 0.093333 | 0.13333 | 0.22667 | 0.112 | 0.16 | 0.272 | 39.9 | 57 | 96.9 | 47.88 | 68.4 | 116.28
K1-4/0Q | 0.093333 | 0.13333 | 0.22667 | 0.112 | 0.16 | 0.272 | 39.9 | 57 | 96.9 | 47.88 | 68.4 | 116.28
K1-2T | 0.07 | 0.1 | 0.17 | 0.084 | 0.12 | 0.204 | 29.93 | 42.75 | 72.68 | 35.91 | 51.3 | 87.21
K1-2Q | 0.093333 | 0.13333 | 0.22667 | 0.112 | 0.16 | 0.272 | 39.9 | 57 | 96.9 | 47.88 | 68.4 | 116.28
K1-4T | 0.07 | 0.1 | 0.17 | 0.084 | 0.12 | 0.204 | 29.93 | 42.75 | 72.68 | 35.91 | 51.3 | 87.21
K1-4/0T | 0.085867 | 0.12267 | 0.20853 | 0.103 | 0.147 | 0.25 | 36.71 | 52.44 | 89.15 | 44.03 | 62.84 | 106.87
K1-6T | 0.07 | 0.1 | 0.17 | 0.084 | 0.12 | 0.204 | 29.93 | 42.75 | 72.68 | 35.91 | 51.3 | 87.21
K2M | 0.09 | 0.133 | 0.223 | 0.108 | 0.16 | 0.268 | 38.48 | 56.86 | 95.34 | 46.17 | 68.4 | 114.57
SR-3 | 0.14 | 0.2 | 0.34 | 0.168 | 0.24 | 0.408 | 59.85 | 85.5 | 145.35 | 71.82 | 102.6 | 174.42
K1 | 0.04669 | 0.0667 | 0.11339 | 0.056 | 0.08 | 0.136 | 19.96 | 28.51 | 48.47 | 23.94 | 34.2 | 58.14
K10 | 0.0595 | 0.085 | 0.1445 | 0.071 | 0.102 | 0.173 | 25.44 | 36.34 | 61.78 | 30.35 | 43.61 | 73.96
K2-1/0 | 0.0595 | 0.085 | 0.1445 | 0.071 | 0.102 | 0.173 | 25.44 | 36.34 | 61.78 | 30.35 | 43.61 | 73.96
K2-2 | 0.0595 | 0.085 | 0.1445 | 0.071 | 0.102 | 0.173 | 25.44 | 36.34 | 61.78 | 30.35 | 43.61 | 73.96
K3-1/0 | 0.0665 | 0.095 | 0.1615 | 0.08 | 0.114 | 0.194 | 28.43 | 40.61 | 69.04 | 34.2 | 48.74 | 82.94
K10 | 0.07 | 0.1 | 0.17 | 0.084 | 0.12 | 0.204 | 29.93 | 42.75 | 72.68 | 35.91 | 51.3 | 87.21
K-10 | 0.07 | 0.1 | 0.17 | 0.084 | 0.12 | 0.204 | 29.93 | 42.75 | 72.68 | 35.91 | 51.3 | 87.21
K-10C | 0.07 | 0.1 | 0.17 | 0.084 | 0.12 | 0.204 | 29.93 | 42.75 | 72.68 | 35.91 | 51.3 | 87.21
K-11 | 0.07 | 0.1 | 0.17 | 0.084 | 0.12 | 0.204 | 29.93 | 42.75 | 72.68 | 35.91 | 51.3 | 87.21
K-11C | 0.07 | 0.1 | 0.17 | 0.084 | 0.12 | 0.204 | 29.93 | 42.75 | 72.68 | 35.91 | 51.3 | 87.21
K11C | 0.07 | 0.1 | 0.17 | 0.084 | 0.12 | 0.204 | 29.93 | 42.75 | 72.68 | 35.91 | 51.3 | 87.21
K14 | 0.07 | 0.1 | 0.17 | 0.084 | 0.12 | 0.204 | 29.93 | 42.75 | 72.68 | 35.91 | 51.3 | 87.21
K-14C | 0.07 | 0.1 | 0.17 | 0.084 | 0.12 | 0.204 | 29.93 | 42.75 | 72.68 | 35.91 | 51.3 | 87.21
K14C | 0.07 | 0.1 | 0.17 | 0.084 | 0.12 | 0.204 | 29.93 | 42.75 | 72.68 | 35.91 | 51.3 | 87.21
K-15C | 0.085 | 0.125 | 0.21 | 0.102 | 0.15 | 0.252 | 36.34 | 53.44 | 89.78 | 43.61 | 64.13 | 107.74
K15C | 0.085 | 0.125 | 0.21 | 0.102 | 0.15 | 0.252 | 36.34 | 53.44 | 89.78 | 43.61 | 64.13 | 107.74
W/CLAMP | 0.052 | 0.08 | 0.132 | 0.062 | 0.096 | 0.158 | 22.23 | 34.2 | 56.43 | 26.51 | 41.04 | 67.55
L10 | 0.6 | 0.66667 | 1.2667 | 0.72 | 0.8 | 1.52 | 256.5 | 285 | 541.5 | 307.8 | 342 | 649.8
L15 | 0.6 | 0.66667 | 1.2667 | 0.72 | 0.8 | 1.52 | 256.5 | 285 | 541.5 | 307.8 | 342 | 649.8
L240-10-10-10 | 1.8 | 2 | 3.8 | 2.16 | 2.4 | 4.56 | 769.5 | 855 | 1624.5 | 923.4 | 1026 | 1949.4
L25 | 0.6 | 0.66667 | 1.2667 | 0.72 | 0.8 | 1.52 | 256.5 | 285 | 541.5 | 307.8 | 342 | 649.8
L3 | 0.6 | 0.66667 | 1.2667 | 0.72 | 0.8 | 1.52 | 256.5 | 285 | 541.5 | 307.8 | 342 | 649.8
L37.5 | 0.66667 | 0.73333 | 1.4 | 0.8 | 0.88 | 1.68 | 285 | 313.5 | 598.5 | 342 | 376.2 | 718.2
L5 | 0.6 | 0.66667 | 1.2667 | 0.72 | 0.8 | 1.52 | 256.5 | 285 | 541.5 | 307.8 | 342 | 649.8
L7.5 | 0.6 | 0.66667 | 1.2667 | 0.72 | 0.8 | 1.52 | 256.5 | 285 | 541.5 | 307.8 | 342 | 649.8
L50 | 0.75 | 0.83333 | 1.5833 | 0.9 | 1 | 1.9 | 320.63 | 356.25 | 676.88 | 384.75 | 427.5 | 812.25
L75 | 0.66667 | 0.83333 | 1.5 | 0.8 | 1 | 1.8 | 285 | 356.25 | 641.25 | 342 | 427.5 | 769.5
LG10 | 0.5 | 0.8 | 1.3 | 0.6 | 0.96 | 1.56 | 213.75 | 342 | 555.75 | 256.5 | 410.4 | 666.9
LG19 | 0.5 | 0.8 | 1.3 | 0.6 | 0.96 | 1.56 | 213.75 | 342 | 555.75 | 256.5 | 410.4 | 666.9
LG39 | 0.512 | 0.847 | 1.359 | 0.614 | 1.016 | 1.631 | 218.88 | 362.09 | 580.97 | 262.49 | 434.34 | 696.83
1000WFLDLT | 0.33 | 0.45 | 0.78 | 0.396 | 0.54 | 0.936 | 141.08 | 192.38 | 333.46 | 169.29 | 230.85 | 400.14
400WFLDLIGHT | 0.33 | 0.45 | 0.78 | 0.396 | 0.54 | 0.936 | 141.08 | 192.38 | 333.46 | 169.29 | 230.85 | 400.14
EXPFLDLT | 0.33 | 0.45 | 0.78 | 0.396 | 0.54 | 0.936 | 141.08 | 192.38 | 333.46 | 169.29 | 230.85 | 400.14
FLDLGHT | 0.33 | 0.45 | 0.78 | 0.396 | 0.54 | 0.936 | 141.08 | 192.38 | 333.46 | 169.29 | 230.85 | 400.14
FLDLIGHT | 0.33 | 0.45 | 0.78 | 0.396 | 0.54 | 0.936 | 141.08 | 192.38 | 333.46 | 169.29 | 230.85 | 400.14
ASRHPS | 0.33 | 0.45 | 0.78 | 0.396 | 0.54 | 0.936 | 141.08 | 192.38 | 333.46 | 169.29 | 230.85 | 400.14
ASRMV | 0.33 | 0.45 | 0.78 | 0.396 | 0.54 | 0.936 | 141.08 | 192.38 | 333.46 | 169.29 | 230.85 | 400.14
ASRMV-2 | 0.429 | 0.66 | 1.089 | 0.515 | 0.792 | 1.307 | 183.4 | 282.15 | 465.55 | 220.16 | 338.58 | 558.74
ASRMV-5 | 0.429 | 0.66 | 1.089 | 0.515 | 0.792 | 1.307 | 183.4 | 282.15 | 465.55 | 220.16 | 338.58 | 558.74
HPS | 0.33 | 0.45 | 0.78 | 0.396 | 0.54 | 0.936 | 141.08 | 192.38 | 333.46 | 169.29 | 230.85 | 400.14
HPS-2 | 0.429 | 0.66 | 1.089 | 0.515 | 0.792 | 1.307 | 183.4 | 282.15 | 465.55 | 220.16 | 338.58 | 558.74
HPS-5 | 0.429 | 0.66 | 1.089 | 0.515 | 0.792 | 1.307 | 183.4 | 282.15 | 465.55 | 220.16 | 338.58 | 558.74
215-RACK | 0.17 | 0.36667 | 0.53667 | 0.204 | 0.44 | 0.644 | 72.68 | 156.75 | 229.43 | 87.21 | 188.1 | 275.31
250-RACK | 0.17 | 0.4 | 0.57 | 0.204 | 0.48 | 0.684 | 72.68 | 171 | 243.68 | 87.21 | 205.2 | 292.41
3100-RACK | 0.17 | 0.4 | 0.57 | 0.204 | 0.48 | 0.684 | 72.68 | 171 | 243.68 | 87.21 | 205.2 | 292.41
315-RACK | 0.17 | 0.4 | 0.57 | 0.204 | 0.48 | 0.684 | 72.68 | 171 | 243.68 | 87.21 | 205.2 | 292.41
350-RACK | 0.17 | 0.4 | 0.57 | 0.204 | 0.48 | 0.684 | 72.68 | 171 | 243.68 | 87.21 | 205.2 | 292.41
25A-MODULE | 0.17 | 0.33 | 0.5 | 0.204 | 0.396 | 0.6 | 72.68 | 141.08 | 213.76 | 87.21 | 169.29 | 256.5
50A-MODULE | 0.17 | 0.33 | 0.5 | 0.204 | 0.396 | 0.6 | 72.68 | 141.08 | 213.76 | 87.21 | 169.29 | 256.5
M-A&C | 0.156 | 0.222 | 0.378 | 0.187 | 0.266 | 0.454 | 66.69 | 94.91 | 161.6 | 79.94 | 113.72 | 193.66
M-4A | 0.078 | 0.111 | 0.189 | 0.094 | 0.133 | 0.227 | 33.35 | 47.45 | 80.8 | 40.19 | 56.86 | 97.05
M-4E | 0.078 | 0.111 | 0.189 | 0.094 | 0.133 | 0.227 | 33.35 | 47.45 | 80.8 | 40.19 | 56.86 | 97.05
M-4F | 0.156 | 0.222 | 0.378 | 0.187 | 0.266 | 0.454 | 66.69 | 94.91 | 161.6 | 79.94 | 113.72 | 193.66
M-4G | 0.156 | 0.222 | 0.378 | 0.187 | 0.266 | 0.454 | 66.69 | 94.91 | 161.6 | 79.94 | 113.72 | 193.66
M-AG | 0.03 | 0.04 | 0.07 | 0.036 | 0.048 | 0.084 | 12.83 | 17.1 | 29.93 | 15.39 | 20.52 | 35.91
M-101 | 0.432 | 0.666 | 1.098 | 0.518 | 0.799 | 1.318 | 184.68 | 284.72 | 469.4 | 221.45 | 341.57 | 563.02
M-102 | 0.756 | 1.1655 | 1.9215 | 0.907 | 1.399 | 2.306 | 323.19 | 498.25 | 821.44 | 387.74 | 598.07 | 985.81
M-102A | 1.95 | 3 | 4.95 | 2.34 | 3.6 | 5.94 | 833.63 | 1282.5 | 2116.13 | 1000.35 | 1539 | 2539.35
M-102B | 2.1945 | 3.375 | 5.5695 | 2.633 | 4.05 | 6.683 | 938.15 | 1442.81 | 2380.96 | 1125.61 | 1731.38 | 2856.99
M2-1 | 0.08375 | 0.335 | 0.41875 | 0.101 | 0.402 | 0.503 | 35.8 | 143.21 | 179.01 | 43.18 | 171.86 | 215.04
M2-1P | 0.34 | 0.87 | 1.21 | 0.408 | 1.044 | 1.452 | 145.35 | 371.93 | 517.28 | 174.42 | 446.31 | 620.73
M2-1X | 0.19 | 0.2 | 0.39 | 0.228 | 0.24 | 0.468 | 81.23 | 85.5 | 166.73 | 97.47 | 102.6 | 200.07
M2-1XS | 0.19 | 0.2 | 0.39 | 0.228 | 0.24 | 0.468 | 81.23 | 85.5 | 166.73 | 97.47 | 102.6 | 200.07
M2-2 | 0.03 | 0.17 | 0.2 | 0.036 | 0.204 | 0.24 | 12.83 | 72.68 | 85.51 | 15.39 | 87.21 | 102.6
M2-3 | 0.0315 | 0.105 | 0.1365 | 0.038 | 0.126 | 0.164 | 13.47 | 44.89 | 58.36 | 16.25 | 53.87 | 70.12
M2-10 | 0.03 | 0.1 | 0.13 | 0.036 | 0.12 | 0.156 | 12.83 | 42.75 | 55.58 | 15.39 | 51.3 | 66.69
M2-10B | 0.03 | 0.1 | 0.13 | 0.036 | 0.12 | 0.156 | 12.83 | 42.75 | 55.58 | 15.39 | 51.3 | 66.69
M2-15 | 0.75 | 1.154 | 1.904 | 0.9 | 1.385 | 2.285 | 320.63 | 493.34 | 813.97 | 384.75 | 592.09 | 976.84
M2-15A | 0.75 | 2.4 | 3.15 | 0.9 | 2.88 | 3.78 | 320.63 | 1026 | 1346.63 | 384.75 | 1231.2 | 1615.95
M2-16 | 1 | 3.1 | 4.1 | 1.2 | 3.72 | 4.92 | 427.5 | 1325.25 | 1752.75 | 513 | 1590.3 | 2103.3
M3-1 | 0.17 | 0.33 | 0.5 | 0.204 | 0.396 | 0.6 | 72.68 | 141.08 | 213.76 | 87.21 | 169.29 | 256.5
M3-1A-4/0 | 0.24 | 0.34 | 0.58 | 0.288 | 0.408 | 0.696 | 102.6 | 145.35 | 247.95 | 123.12 | 174.42 | 297.54
M3-1A-A | 0.24 | 0.34 | 0.58 | 0.288 | 0.408 | 0.696 | 102.6 | 145.35 | 247.95 | 123.12 | 174.42 | 297.54
M3-1A-B | 0.24 | 0.34 | 0.58 | 0.288 | 0.408 | 0.696 | 102.6 | 145.35 | 247.95 | 123.12 | 174.42 | 297.54
M3-1A-#4 | 0.24 | 0.34 | 0.58 | 0.288 | 0.408 | 0.696 | 102.6 | 145.35 | 247.95 | 123.12 | 174.42 | 297.54
M3-2 | 0.13 | 0.27 | 0.4 | 0.156 | 0.324 | 0.48 | 55.58 | 115.43 | 171.01 | 66.69 | 138.51 | 205.2
M3-2X | 0.12 | 0.17 | 0.29 | 0.144 | 0.204 | 0.348 | 51.3 | 72.68 | 123.98 | 61.56 | 87.21 | 148.77
M3-2XL | 0.12 | 0.17 | 0.29 | 0.144 | 0.204 | 0.348 | 51.3 | 72.68 | 123.98 | 61.56 | 87.21 | 148.77
M3-5A | 0.22661 | 0.43989 | 0.6665 | 0.272 | 0.528 | 0.8 | 96.88 | 188.05 | 284.93 | 116.28 | 225.72 | 342
M3-10A | 0.81 | 1.246 | 2.056 | 0.972 | 1.495 | 2.467 | 346.28 | 532.67 | 878.95 | 415.53 | 639.11 | 1054.64
M3-104E | 0.81 | 1.246 | 2.056 | 0.972 | 1.495 | 2.467 | 346.28 | 532.67 | 878.95 | 415.53 | 639.11 | 1054.64
M3-10E | 0.81 | 1.246 | 2.056 | 0.972 | 1.495 | 2.467 | 346.28 | 532.67 | 878.95 | 415.53 | 639.11 | 1054.64
M3-10H | 0.81 | 1.246 | 2.056 | 0.972 | 1.495 | 2.467 | 346.28 | 532.67 | 878.95 | 415.53 | 639.11 | 1054.64
M3-10L | 0.81 | 1.246 | 2.056 | 0.972 | 1.495 | 2.467 | 346.28 | 532.67 | 878.95 | 415.53 | 639.11 | 1054.64
M3-23-R | 0.81 | 1.246 | 2.056 | 0.972 | 1.495 | 2.467 | 346.28 | 532.67 | 878.95 | 415.53 | 639.11 | 1054.64
M3-244E | 0.948 | 1.458 | 2.406 | 1.138 | 1.75 | 2.887 | 405.27 | 623.3 | 1028.57 | 486.5 | 748.13 | 1234.63
M3-24E | 0.948 | 1.458 | 2.406 | 1.138 | 1.75 | 2.887 | 405.27 | 623.3 | 1028.57 | 486.5 | 748.13 | 1234.63
M3-24H | 0.948 | 1.458 | 2.406 | 1.138 | 1.75 | 2.887 | 405.27 | 623.3 | 1028.57 | 486.5 | 748.13 | 1234.63
M3-24L | 0.948 | 1.458 | 2.406 | 1.138 | 1.75 | 2.887 | 405.27 | 623.3 | 1028.57 | 486.5 | 748.13 | 1234.63
M3-254E | 1.185 | 1.5787 | 2.7637 | 1.422 | 1.895 | 3.317 | 506.59 | 674.92 | 1181.51 | 607.91 | 810.11 | 1418.02
M3-25E | 1.185 | 1.5787 | 2.7637 | 1.422 | 1.895 | 3.317 | 506.59 | 674.92 | 1181.51 | 607.91 | 810.11 | 1418.02
M3-25H | 1.185 | 1.5787 | 2.7637 | 1.422 | 1.895 | 3.317 | 506.59 | 674.92 | 1181.51 | 607.91 | 810.11 | 1418.02
M3-25L | 1.185 | 1.5787 | 2.7637 | 1.422 | 1.895 | 3.317 | 506.59 | 674.92 | 1181.51 | 607.91 | 810.11 | 1418.02
M3-12MP | 0.18 | 0.37 | 0.55 | 0.216 | 0.444 | 0.66 | 76.95 | 158.18 | 235.13 | 92.34 | 189.81 | 282.15
M3-12WP | 0.18 | 0.37 | 0.55 | 0.216 | 0.444 | 0.66 | 76.95 | 158.18 | 235.13 | 92.34 | 189.81 | 282.15
M3-15 | 2 | 4 | 6 | 2.4 | 4.8 | 7.2 | 855 | 1710 | 2565 | 1026 | 2052 | 3078
C3PHSW | 2 | 4 | 6 | 2.4 | 4.8 | 7.2 | 855 | 1710 | 2565 | 1026 | 2052 | 3078
C3PHSWH | 1.8 | 3.6 | 5.4 | 2.16 | 4.32 | 6.48 | 769.5 | 1539 | 2308.5 | 923.4 | 1846.8 | 2770.2
M3-2-A | 0.653 | 1 | 1.653 | 0.784 | 1.2 | 1.984 | 279.16 | 427.5 | 706.66 | 335.16 | 513 | 848.16
M3-2-B | 0.653 | 1 | 1.653 | 0.784 | 1.2 | 1.984 | 279.16 | 427.5 | 706.66 | 335.16 | 513 | 848.16
M3-3-A | 0.975 | 1.5 | 2.475 | 1.17 | 1.8 | 2.97 | 416.81 | 641.25 | 1058.06 | 500.18 | 769.5 | 1269.68
M3-3-B | 0.975 | 1.5 | 2.475 | 1.17 | 1.8 | 2.97 | 416.81 | 641.25 | 1058.06 | 500.18 | 769.5 | 1269.68
M3-4-A | 0.3 | 0.6 | 0.9 | 0.36 | 0.72 | 1.08 | 128.25 | 256.5 | 384.75 | 153.9 | 307.8 | 461.7
M3-4-B | 0.3 | 0.6 | 0.9 | 0.36 | 0.72 | 1.08 | 128.25 | 256.5 | 384.75 | 153.9 | 307.8 | 461.7
VM3-4 | 0.3 | 0.6 | 0.9 | 0.36 | 0.72 | 1.08 | 128.25 | 256.5 | 384.75 | 153.9 | 307.8 | 461.7
M3-5 | 0.2975 | 0.5775 | 0.875 | 0.357 | 0.693 | 1.05 | 127.18 | 246.88 | 374.06 | 152.62 | 296.26 | 448.88
M3-5-A | 0.309 | 0.601 | 0.91 | 0.371 | 0.721 | 1.092 | 132.1 | 256.93 | 389.03 | 158.6 | 308.23 | 466.83
M3-12P | 2 | 3.1667 | 5.1667 | 2.4 | 3.8 | 6.2 | 855 | 1353.75 | 2208.75 | 1026 | 1624.5 | 2650.5
M5-1 | 0.03 | 0.03 | 0.06 | 0.036 | 0.036 | 0.072 | 12.83 | 12.83 | 25.66 | 15.39 | 15.39 | 30.78
M5-1B | 0.07 | 0.1 | 0.17 | 0.084 | 0.12 | 0.204 | 29.93 | 42.75 | 72.68 | 35.91 | 51.3 | 87.21
M5-1B-559 | 0.105 | 0.15 | 0.255 | 0.126 | 0.18 | 0.306 | 44.89 | 64.13 | 109.02 | 53.87 | 76.95 | 130.82
M5-1A | 0.03 | 0.1 | 0.13 | 0.036 | 0.12 | 0.156 | 12.83 | 42.75 | 55.58 | 15.39 | 51.3 | 66.69
M5-1-J4/0AL | 0.076619 | 0.11787 | 0.19449 | 0.092 | 0.141 | 0.233 | 32.75 | 50.39 | 83.14 | 39.33 | 60.28 | 99.61
M5-1-J1/0AL | 0.03 | 0.1025 | 0.1325 | 0.036 | 0.123 | 0.159 | 12.83 | 43.82 | 56.65 | 15.39 | 52.58 | 67.97
M5-1-J2 | 0.03 | 0.1025 | 0.1325 | 0.036 | 0.123 | 0.159 | 12.83 | 43.82 | 56.65 | 15.39 | 52.58 | 67.97
M5-1-J2AL | 0.03 | 0.1025 | 0.1325 | 0.036 | 0.123 | 0.159 | 12.83 | 43.82 | 56.65 | 15.39 | 52.58 | 67.97
M5-1-J4 | 0.03 | 0.1025 | 0.1325 | 0.036 | 0.123 | 0.159 | 12.83 | 43.82 | 56.65 | 15.39 | 52.58 | 67.97
M5-1-J6 | 0.03 | 0.1025 | 0.1325 | 0.036 | 0.123 | 0.159 | 12.83 | 43.82 | 56.65 | 15.39 | 52.58 | 67.97
VM5-#559 | 0.06 | 0.06 | 0.12 | 0.072 | 0.072 | 0.144 | 25.65 | 25.65 | 51.3 | 30.78 | 30.78 | 61.56
VM5-#4/0 | 0.14 | 0.2 | 0.34 | 0.168 | 0.24 | 0.408 | 59.85 | 85.5 | 145.35 | 71.82 | 102.6 | 174.42
VM5-#1/0 | 0.06 | 0.2 | 0.26 | 0.072 | 0.24 | 0.312 | 25.65 | 85.5 | 111.15 | 30.78 | 102.6 | 133.38
VM5-#2 | 0.06 | 0.2 | 0.26 | 0.072 | 0.24 | 0.312 | 25.65 | 85.5 | 111.15 | 30.78 | 102.6 | 133.38
VM5-#4 | 0.06 | 0.2 | 0.26 | 0.072 | 0.24 | 0.312 | 25.65 | 85.5 | 111.15 | 30.78 | 102.6 | 133.38
VM5-#6 | 0.06 | 0.2 | 0.26 | 0.072 | 0.24 | 0.312 | 25.65 | 85.5 | 111.15 | 30.78 | 102.6 | 133.38
M5-1F | 0.07 | 0.1 | 0.17 | 0.084 | 0.12 | 0.204 | 29.93 | 42.75 | 72.68 | 35.91 | 51.3 | 87.21
M5-1X | 0.07 | 0.1 | 0.17 | 0.084 | 0.12 | 0.204 | 29.93 | 42.75 | 72.68 | 35.91 | 51.3 | 87.21
M5-1XL | 0.07 | 0.1 | 0.17 | 0.084 | 0.12 | 0.204 | 29.93 | 42.75 | 72.68 | 35.91 | 51.3 | 87.21
M5-1B-4 | 0.07 | 0.1 | 0.17 | 0.084 | 0.12 | 0.204 | 29.93 | 42.75 | 72.68 | 35.91 | 51.3 | 87.21
M5-1B-2 | 0.07 | 0.1 | 0.17 | 0.084 | 0.12 | 0.204 | 29.93 | 42.75 | 72.68 | 35.91 | 51.3 | 87.21
M5-1B-1/0 | 0.07 | 0.1 | 0.17 | 0.084 | 0.12 | 0.204 | 29.93 | 42.75 | 72.68 | 35.91 | 51.3 | 87.21
M5-1B-6 | 0.07 | 0.1 | 0.17 | 0.084 | 0.12 | 0.204 | 29.93 | 42.75 | 72.68 | 35.91 | 51.3 | 87.21
M5-1B-4/0 | 0.0875 | 0.125 | 0.2125 | 0.105 | 0.15 | 0.255 | 37.41 | 53.44 | 90.85 | 44.89 | 64.13 | 109.02
M5-2 | 0.07 | 0.1 | 0.17 | 0.084 | 0.12 | 0.204 | 29.93 | 42.75 | 72.68 | 35.91 | 51.3 | 87.21
M5-2-4/0 | 0.07 | 0.1 | 0.17 | 0.084 | 0.12 | 0.204 | 29.93 | 42.75 | 72.68 | 35.91 | 51.3 | 87.21
M5-2A | 0.07 | 0.1 | 0.17 | 0.084 | 0.12 | 0.204 | 29.93 | 42.75 | 72.68 | 35.91 | 51.3 | 87.21
M5-2A-#1/0 | 0.07 | 0.1 | 0.17 | 0.084 | 0.12 | 0.204 | 29.93 | 42.75 | 72.68 | 35.91 | 51.3 | 87.21
M5-2A-#336 | 0.07 | 0.1 | 0.17 | 0.084 | 0.12 | 0.204 | 29.93 | 42.75 | 72.68 | 35.91 | 51.3 | 87.21
M5-2A-#4 | 0.07 | 0.1 | 0.17 | 0.084 | 0.12 | 0.204 | 29.93 | 42.75 | 72.68 | 35.91 | 51.3 | 87.21
M5-2A-#4/0 | 0.07 | 0.1 | 0.17 | 0.084 | 0.12 | 0.204 | 29.93 | 42.75 | 72.68 | 35.91 | 51.3 | 87.21
M5-2-#1/0 | 0.07 | 0.1 | 0.17 | 0.084 | 0.12 | 0.204 | 29.93 | 42.75 | 72.68 | 35.91 | 51.3 | 87.21
M5-2-#4 | 0.07 | 0.1 | 0.17 | 0.084 | 0.12 | 0.204 | 29.93 | 42.75 | 72.68 | 35.91 | 51.3 | 87.21
M5-2S | 0.112 | 0.16 | 0.272 | 0.134 | 0.192 | 0.326 | 47.88 | 68.4 | 116.28 | 57.29 | 82.08 | 139.37
M5-2X | 0.03 | 0.1 | 0.13 | 0.036 | 0.12 | 0.156 | 12.83 | 42.75 | 55.58 | 15.39 | 51.3 | 66.69
M5-2XP | 0.03 | 0.03 | 0.06 | 0.036 | 0.036 | 0.072 | 12.83 | 12.83 | 25.66 | 15.39 | 15.39 | 30.78
M5-2XT | 0.03 | 0.03 | 0.06 | 0.036 | 0.036 | 0.072 | 12.83 | 12.83 | 25.66 | 15.39 | 15.39 | 30.78
M5-2XV | 0.03 | 0.03 | 0.06 | 0.036 | 0.036 | 0.072 | 12.83 | 12.83 | 25.66 | 15.39 | 15.39 | 30.78
M5-3 | 0.224 | 0.32 | 0.544 | 0.269 | 0.384 | 0.653 | 95.76 | 136.8 | 232.56 | 115 | 164.16 | 279.16
M5-4 | 0.07 | 0.1 | 0.17 | 0.084 | 0.12 | 0.204 | 29.93 | 42.75 | 72.68 | 35.91 | 51.3 | 87.21
M5-4P | 0.07 | 0.12 | 0.19 | 0.084 | 0.144 | 0.228 | 29.93 | 51.3 | 81.23 | 35.91 | 61.56 | 97.47
M5-5 | 0.07 | 0.1 | 0.17 | 0.084 | 0.12 | 0.204 | 29.93 | 42.75 | 72.68 | 35.91 | 51.3 | 87.21
M5-5A-#336 | 0.07 | 0.1 | 0.17 | 0.084 | 0.12 | 0.204 | 29.93 | 42.75 | 72.68 | 35.91 | 51.3 | 87.21
M5-5A-#4/0 | 0.07 | 0.1 | 0.17 | 0.084 | 0.12 | 0.204 | 29.93 | 42.75 | 72.68 | 35.91 | 51.3 | 87.21
M5-5-#1/0 | 0.07 | 0.1 | 0.17 | 0.084 | 0.12 | 0.204 | 29.93 | 42.75 | 72.68 | 35.91 | 51.3 | 87.21
M5-5-#4 | 0.07 | 0.1 | 0.17 | 0.084 | 0.12 | 0.204 | 29.93 | 42.75 | 72.68 | 35.91 | 51.3 | 87.21
M5-5P | 0.08 | 0.12 | 0.2 | 0.096 | 0.144 | 0.24 | 34.2 | 51.3 | 85.5 | 41.04 | 61.56 | 102.6
M5-5V | 0.07 | 0.1 | 0.17 | 0.084 | 0.12 | 0.204 | 29.93 | 42.75 | 72.68 | 35.91 | 51.3 | 87.21
M5-5-T | 0.07 | 0.1 | 0.17 | 0.084 | 0.12 | 0.204 | 29.93 | 42.75 | 72.68 | 35.91 | 51.3 | 87.21
M5-5X | 0.07 | 0.12 | 0.19 | 0.084 | 0.144 | 0.228 | 29.93 | 51.3 | 81.23 | 35.91 | 61.56 | 97.47
M5-6 | 0.19 | 0.41 | 0.6 | 0.228 | 0.492 | 0.72 | 81.23 | 175.28 | 256.51 | 97.47 | 210.33 | 307.8
M5-6B | 0.19 | 0.41 | 0.6 | 0.228 | 0.492 | 0.72 | 81.23 | 175.28 | 256.51 | 97.47 | 210.33 | 307.8
M5-6C | 0.31 | 0.58 | 0.89 | 0.372 | 0.696 | 1.068 | 132.53 | 247.95 | 380.48 | 159.03 | 297.54 | 456.57
M5-6A-A | 0.31 | 0.58 | 0.89 | 0.372 | 0.696 | 1.068 | 132.53 | 247.95 | 380.48 | 159.03 | 297.54 | 456.57
M5-6A-B | 0.31 | 0.58 | 0.89 | 0.372 | 0.696 | 1.068 | 132.53 | 247.95 | 380.48 | 159.03 | 297.54 | 456.57
M5-6P | 0.19 | 0.41 | 0.6 | 0.228 | 0.492 | 0.72 | 81.23 | 175.28 | 256.51 | 97.47 | 210.33 | 307.8
M5-7 | 0.03 | 0.07 | 0.1 | 0.036 | 0.084 | 0.12 | 12.83 | 29.93 | 42.76 | 15.39 | 35.91 | 51.3
M5-7V | 0.03 | 0.07 | 0.1 | 0.036 | 0.084 | 0.12 | 12.83 | 29.93 | 42.76 | 15.39 | 35.91 | 51.3
M5-7A | 0.03 | 0.07 | 0.1 | 0.036 | 0.084 | 0.12 | 12.83 | 29.93 | 42.76 | 15.39 | 35.91 | 51.3
M5-7VA | 0.03 | 0.07 | 0.1 | 0.036 | 0.084 | 0.12 | 12.83 | 29.93 | 42.76 | 15.39 | 35.91 | 51.3
M5-7AP | 0.03 | 0.07 | 0.1 | 0.036 | 0.084 | 0.12 | 12.83 | 29.93 | 42.76 | 15.39 | 35.91 | 51.3
M5-7BC | 0.03 | 0.1 | 0.13 | 0.036 | 0.12 | 0.156 | 12.83 | 42.75 | 55.58 | 15.39 | 51.3 | 66.69
M5-7BCP | 0.03 | 0.1 | 0.13 | 0.036 | 0.12 | 0.156 | 12.83 | 42.75 | 55.58 | 15.39 | 51.3 | 66.69
M5-7BCV | 0.03 | 0.1 | 0.13 | 0.036 | 0.12 | 0.156 | 12.83 | 42.75 | 55.58 | 15.39 | 51.3 | 66.69
M5-7P | 0.03 | 0.07 | 0.1 | 0.036 | 0.084 | 0.12 | 12.83 | 29.93 | 42.76 | 15.39 | 35.91 | 51.3
M5-7W | 0.03 | 0.07 | 0.1 | 0.036 | 0.084 | 0.12 | 12.83 | 29.93 | 42.76 | 15.39 | 35.91 | 51.3
M5-7X | 0.03 | 0.07 | 0.1 | 0.036 | 0.084 | 0.12 | 12.83 | 29.93 | 42.76 | 15.39 | 35.91 | 51.3
M5-9 | 0.17 | 0.33 | 0.5 | 0.204 | 0.396 | 0.6 | 72.68 | 141.08 | 213.76 | 87.21 | 169.29 | 256.5
M3-4 | 0.36 | 0.45 | 0.81 | 0.432 | 0.54 | 0.972 | 153.9 | 192.38 | 346.28 | 184.68 | 230.85 | 415.53
M5-8 | 0.13975 | 0.215 | 0.35475 | 0.168 | 0.258 | 0.426 | 59.74 | 91.91 | 151.65 | 71.82 | 110.3 | 182.12
M5-8L | 0.14674 | 0.22575 | 0.37249 | 0.176 | 0.271 | 0.447 | 62.73 | 96.51 | 159.24 | 75.24 | 115.85 | 191.09
M5-10 | 0.36 | 0.74 | 1.1 | 0.432 | 0.888 | 1.32 | 153.9 | 316.35 | 470.25 | 184.68 | 379.62 | 564.3
M5-11 | 0.10855 | 0.167 | 0.27555 | 0.13 | 0.2 | 0.331 | 46.41 | 71.39 | 117.8 | 55.58 | 85.5 | 141.08
M5-12 | 0.12025 | 0.185 | 0.30525 | 0.144 | 0.222 | 0.366 | 51.41 | 79.09 | 130.5 | 61.56 | 94.91 | 156.47
M5-15 | 0.17 | 0.27 | 0.44 | 0.204 | 0.324 | 0.528 | 72.68 | 115.43 | 188.11 | 87.21 | 138.51 | 225.72
M5-17 | 0.07 | 0.112 | 0.182 | 0.084 | 0.134 | 0.218 | 29.93 | 47.88 | 77.81 | 35.91 | 57.29 | 93.2
M5-20 | 0.0828 | 0.1242 | 0.207 | 0.099 | 0.149 | 0.248 | 35.4 | 53.1 | 88.5 | 42.32 | 63.7 | 106.02
M5-21 | 0.078565 | 0.1166 | 0.19516 | 0.094 | 0.14 | 0.234 | 33.59 | 49.85 | 83.44 | 40.19 | 59.85 | 100.04
M5-22 | 0.07433 | 0.109 | 0.18333 | 0.089 | 0.131 | 0.22 | 31.78 | 46.6 | 78.38 | 38.05 | 56 | 94.05
M5-23 | 0.055 | 0.069 | 0.124 | 0.066 | 0.083 | 0.149 | 23.51 | 29.5 | 53.01 | 28.22 | 35.48 | 63.7
M5-24 | 0.07866 | 0.11799 | 0.19665 | 0.094 | 0.142 | 0.236 | 33.63 | 50.44 | 84.07 | 40.19 | 60.71 | 100.9
M5-25 | 0.07 | 0.1 | 0.17 | 0.084 | 0.12 | 0.204 | 29.93 | 42.75 | 72.68 | 35.91 | 51.3 | 87.21
M7-4 | 10 | 20 | 30 | 12 | 24 | 36 | 4275 | 8550 | 12825 | 5130 | 10260 | 15390
M7-5 | 10 | 20 | 30 | 12 | 24 | 36 | 4275 | 8550 | 12825 | 5130 | 10260 | 15390
M8-1 | 0.17 | 0.27 | 0.44 | 0.204 | 0.324 | 0.528 | 72.68 | 115.43 | 188.11 | 87.21 | 138.51 | 225.72
M8-2 | 0.17 | 0.27 | 0.44 | 0.204 | 0.324 | 0.528 | 72.68 | 115.43 | 188.11 | 87.21 | 138.51 | 225.72
M8-3 | 0.17 | 0.27 | 0.44 | 0.204 | 0.324 | 0.528 | 72.68 | 115.43 | 188.11 | 87.21 | 138.51 | 225.72
M8-4 | 0.33 | 0.53 | 0.86 | 0.396 | 0.636 | 1.032 | 141.08 | 226.58 | 367.66 | 169.29 | 271.89 | 441.18
M8-5 | 0.17 | 0.27 | 0.44 | 0.204 | 0.324 | 0.528 | 72.68 | 115.43 | 188.11 | 87.21 | 138.51 | 225.72
M8-6 | 0.17 | 0.27 | 0.44 | 0.204 | 0.324 | 0.528 | 72.68 | 115.43 | 188.11 | 87.21 | 138.51 | 225.72
M8-7 | 0.33 | 0.53 | 0.86 | 0.396 | 0.636 | 1.032 | 141.08 | 226.58 | 367.66 | 169.29 | 271.89 | 441.18
M8-8 | 0.17 | 0.27 | 0.44 | 0.204 | 0.324 | 0.528 | 72.68 | 115.43 | 188.11 | 87.21 | 138.51 | 225.72
M8-9 | 0.2 | 0.3 | 0.5 | 0.24 | 0.36 | 0.6 | 85.5 | 128.25 | 213.75 | 102.6 | 153.9 | 256.5
M8-10 | 0.2 | 0.3 | 0.5 | 0.24 | 0.36 | 0.6 | 85.5 | 128.25 | 213.75 | 102.6 | 153.9 | 256.5
M8-11 | 0.25 | 0.4 | 0.65 | 0.3 | 0.48 | 0.78 | 106.88 | 171 | 277.88 | 128.25 | 205.2 | 333.45
M8-12 | 0.25 | 0.4 | 0.65 | 0.3 | 0.48 | 0.78 | 106.88 | 171 | 277.88 | 128.25 | 205.2 | 333.45
M52-3 | 0.046 | 0.046 | 0.092 | 0.055 | 0.055 | 0.11 | 19.67 | 19.67 | 39.34 | 23.51 | 23.51 | 47.02
M3-10 | 0.9 | 1.6 | 2.5 | 1.08 | 1.92 | 3 | 384.75 | 684 | 1068.75 | 461.7 | 820.8 | 1282.5
VM3-20B | 0.9 | 1.6 | 2.5 | 1.08 | 1.92 | 3 | 384.75 | 684 | 1068.75 | 461.7 | 820.8 | 1282.5
M3-12 | 2.7 | 4.5 | 7.2 | 3.24 | 5.4 | 8.64 | 1154.25 | 1923.75 | 3078 | 1385.1 | 2308.5 | 3693.6
VM3-30B | 2.7 | 4.5 | 7.2 | 3.24 | 5.4 | 8.64 | 1154.25 | 1923.75 | 3078 | 1385.1 | 2308.5 | 3693.6
M7-3 | 8 | 14 | 22 | 9.6 | 16.8 | 26.4 | 3420 | 5985 | 9405 | 4104 | 7182 | 11286
M7-11 | 2.35 | 4 | 6.35 | 2.82 | 4.8 | 7.62 | 1004.63 | 1710 | 2714.63 | 1205.55 | 2052 | 3257.55
M9-11-A | 1.0155 | 1.3545 | 2.37 | 1.219 | 1.625 | 2.844 | 434.13 | 579.05 | 1013.18 | 521.12 | 694.69 | 1215.81
M9-12-A | 1.1509 | 1.5351 | 2.686 | 1.381 | 1.842 | 3.223 | 492.01 | 656.26 | 1148.27 | 590.38 | 787.46 | 1377.84
M9-13 | 1.3536 | 1.8063 | 3.1599 | 1.624 | 2.168 | 3.792 | 578.66 | 772.19 | 1350.85 | 694.26 | 926.82 | 1621.08
M9-13-A | 1.3536 | 1.8063 | 3.1599 | 1.624 | 2.168 | 3.792 | 578.66 | 772.19 | 1350.85 | 694.26 | 926.82 | 1621.08
M9-13S | 2.3849 | 3.669 | 6.0539 | 2.862 | 4.403 | 7.265 | 1019.52 | 1568.5 | 2588.02 | 1223.51 | 1882.28 | 3105.79
M9-14-A | 1.6986 | 2.6133 | 4.3119 | 2.038 | 3.136 | 5.174 | 726.16 | 1117.16 | 1843.32 | 871.25 | 1340.64 | 2211.89
M9-15-A | 2.3849 | 3.669 | 6.0539 | 2.862 | 4.403 | 7.265 | 1019.52 | 1568.5 | 2588.02 | 1223.51 | 1882.28 | 3105.79
M9-15-B | 2.3849 | 3.669 | 6.0539 | 2.862 | 4.403 | 7.265 | 1019.52 | 1568.5 | 2588.02 | 1223.51 | 1882.28 | 3105.79
M9-16A-PFC | 2.0271 | 3.1187 | 5.1458 | 2.433 | 3.742 | 6.175 | 866.59 | 1333.22 | 2199.81 | 1040.11 | 1599.71 | 2639.82
M9-16A-VS | 2.3849 | 3.669 | 6.0539 | 2.862 | 4.403 | 7.265 | 1019.52 | 1568.5 | 2588.02 | 1223.51 | 1882.28 | 3105.79
M9-16B-PFC | 2.0271 | 3.1187 | 5.1458 | 2.433 | 3.742 | 6.175 | 866.59 | 1333.22 | 2199.81 | 1040.11 | 1599.71 | 2639.82
M9-16B-VS | 2.3849 | 3.669 | 6.0539 | 2.862 | 4.403 | 7.265 | 1019.52 | 1568.5 | 2588.02 | 1223.51 | 1882.28 | 3105.79
M26-1 | 0.38889 | 0.5 | 0.88889 | 0.467 | 0.6 | 1.067 | 166.25 | 213.75 | 380 | 199.64 | 256.5 | 456.14
M26-1LED | 0.38889 | 0.5 | 0.88889 | 0.467 | 0.6 | 1.067 | 166.25 | 213.75 | 380 | 199.64 | 256.5 | 456.14
M26-2 | 0.38889 | 0.5 | 0.88889 | 0.467 | 0.6 | 1.067 | 166.25 | 213.75 | 380 | 199.64 | 256.5 | 456.14
M26-2LED | 0.38889 | 0.5 | 0.88889 | 0.467 | 0.6 | 1.067 | 166.25 | 213.75 | 380 | 199.64 | 256.5 | 456.14
M26-5 | 0.38889 | 0.5 | 0.88889 | 0.467 | 0.6 | 1.067 | 166.25 | 213.75 | 380 | 199.64 | 256.5 | 456.14
M26-5-100W | 0.38889 | 0.5 | 0.88889 | 0.467 | 0.6 | 1.067 | 166.25 | 213.75 | 380 | 199.64 | 256.5 | 456.14
M26-5-250W-COBRA | 0.42778 | 0.55 | 0.97778 | 0.513 | 0.66 | 1.173 | 182.88 | 235.13 | 418.01 | 219.31 | 282.15 | 501.46
M26-5-400W | 0.38889 | 0.5 | 0.88889 | 0.467 | 0.6 | 1.067 | 166.25 | 213.75 | 380 | 199.64 | 256.5 | 456.14
M26-250 | 0.44722 | 0.575 | 1.0222 | 0.537 | 0.69 | 1.227 | 191.19 | 245.81 | 437 | 229.57 | 294.98 | 524.55
M-29 | 0.8 | 0.91 | 1.71 | 0.96 | 1.092 | 2.052 | 342 | 389.03 | 731.03 | 410.4 | 466.83 | 877.23
M-29-1 | 1.2 | 1.365 | 2.565 | 1.44 | 1.638 | 3.078 | 513 | 583.54 | 1096.54 | 615.6 | 700.25 | 1315.85
M30 | 0.52 | 0.8 | 1.32 | 0.624 | 0.96 | 1.584 | 222.3 | 342 | 564.3 | 266.76 | 410.4 | 677.16
M30-A | 0.39728 | 0.6112 | 1.0085 | 0.477 | 0.733 | 1.21 | 169.84 | 261.29 | 431.13 | 203.92 | 313.36 | 517.28
M30-B | 0.29775 | 0.45825 | 0.756 | 0.357 | 0.55 | 0.907 | 127.29 | 195.9 | 323.19 | 152.62 | 235.13 | 387.75
M31-1 | 0.5 | 2 | 2.5 | 0.6 | 2.4 | 3 | 213.75 | 855 | 1068.75 | 256.5 | 1026 | 1282.5
M32-1 | 1 | 2 | 3 | 1.2 | 2.4 | 3.6 | 427.5 | 855 | 1282.5 | 513 | 1026 | 1539
M32-3 | 0.4 | 0.8 | 1.2 | 0.48 | 0.96 | 1.44 | 171 | 342 | 513 | 205.2 | 410.4 | 615.6
M34 | 0.896 | 1.85 | 2.746 | 1.075 | 2.22 | 3.295 | 383.04 | 790.88 | 1173.92 | 459.56 | 949.05 | 1408.61
M35 | 0.078 | 0.12 | 0.198 | 0.094 | 0.144 | 0.238 | 33.35 | 51.3 | 84.65 | 40.19 | 61.56 | 101.75
M35-A | 0.0702 | 0.108 | 0.1782 | 0.084 | 0.13 | 0.214 | 30.01 | 46.17 | 76.18 | 35.91 | 55.58 | 91.49
M35-B | 0.0702 | 0.108 | 0.1782 | 0.084 | 0.13 | 0.214 | 30.01 | 46.17 | 76.18 | 35.91 | 55.58 | 91.49
M40-4 | 0.07 | 0.1 | 0.17 | 0.084 | 0.12 | 0.204 | 29.93 | 42.75 | 72.68 | 35.91 | 51.3 | 87.21
M40-6 | 0.07 | 0.1 | 0.17 | 0.084 | 0.12 | 0.204 | 29.93 | 42.75 | 72.68 | 35.91 | 51.3 | 87.21
M40-6C | 0.07 | 0.1 | 0.17 | 0.084 | 0.12 | 0.204 | 29.93 | 42.75 | 72.68 | 35.91 | 51.3 | 87.21
M4012-1D | 0.07 | 0.1 | 0.17 | 0.084 | 0.12 | 0.204 | 29.93 | 42.75 | 72.68 | 35.91 | 51.3 | 87.21
M4012-1S | 0.07 | 0.1 | 0.17 | 0.084 | 0.12 | 0.204 | 29.93 | 42.75 | 72.68 | 35.91 | 51.3 | 87.21
M4012-2D | 0.07 | 0.1 | 0.17 | 0.084 | 0.12 | 0.204 | 29.93 | 42.75 | 72.68 | 35.91 | 51.3 | 87.21
M4012-2S | 0.07 | 0.1 | 0.17 | 0.084 | 0.12 | 0.204 | 29.93 | 42.75 | 72.68 | 35.91 | 51.3 | 87.21
M4012-3D | 0.07 | 0.1 | 0.17 | 0.084 | 0.12 | 0.204 | 29.93 | 42.75 | 72.68 | 35.91 | 51.3 | 87.21
M4014-1 | 0.07 | 0.1 | 0.17 | 0.084 | 0.12 | 0.204 | 29.93 | 42.75 | 72.68 | 35.91 | 51.3 | 87.21
M4014-2 | 0.07 | 0.1 | 0.17 | 0.084 | 0.12 | 0.204 | 29.93 | 42.75 | 72.68 | 35.91 | 51.3 | 87.21
M4014-3 | 0.07 | 0.1 | 0.17 | 0.084 | 0.12 | 0.204 | 29.93 | 42.75 | 72.68 | 35.91 | 51.3 | 87.21
M42-9-#4 | 0.11 | 0.165 | 0.275 | 0.132 | 0.198 | 0.33 | 47.03 | 70.54 | 117.57 | 56.43 | 84.65 | 141.08
M42-9-1/0 | 0.11 | 0.165 | 0.275 | 0.132 | 0.198 | 0.33 | 47.03 | 70.54 | 117.57 | 56.43 | 84.65 | 141.08
M42-9-4/0 | 0.11 | 0.165 | 0.275 | 0.132 | 0.198 | 0.33 | 47.03 | 70.54 | 117.57 | 56.43 | 84.65 | 141.08
M42-9-336 | 0.11 | 0.165 | 0.275 | 0.132 | 0.198 | 0.33 | 47.03 | 70.54 | 117.57 | 56.43 | 84.65 | 141.08
M42-10-#4 | 0.0828 | 0.1242 | 0.207 | 0.099 | 0.149 | 0.248 | 35.4 | 53.1 | 88.5 | 42.32 | 63.7 | 106.02
M42-10-1/0 | 0.0828 | 0.1242 | 0.207 | 0.099 | 0.149 | 0.248 | 35.4 | 53.1 | 88.5 | 42.32 | 63.7 | 106.02
M42-10-336 | 0.0828 | 0.1242 | 0.207 | 0.099 | 0.149 | 0.248 | 35.4 | 53.1 | 88.5 | 42.32 | 63.7 | 106.02
M42-10-4/0 | 0.0828 | 0.1242 | 0.207 | 0.099 | 0.149 | 0.248 | 35.4 | 53.1 | 88.5 | 42.32 | 63.7 | 106.02
M42-11-#4 | 0.092 | 0.138 | 0.23 | 0.11 | 0.166 | 0.276 | 39.33 | 59 | 98.33 | 47.03 | 70.97 | 118
M42-11-1/0 | 0.092 | 0.138 | 0.23 | 0.11 | 0.166 | 0.276 | 39.33 | 59 | 98.33 | 47.03 | 70.97 | 118
M42-11-4/0 | 0.092 | 0.138 | 0.23 | 0.11 | 0.166 | 0.276 | 39.33 | 59 | 98.33 | 47.03 | 70.97 | 118
M42-12-#4 | 0.11 | 0.165 | 0.275 | 0.132 | 0.198 | 0.33 | 47.03 | 70.54 | 117.57 | 56.43 | 84.65 | 141.08
M42-12-4/0 | 0.11 | 0.165 | 0.275 | 0.132 | 0.198 | 0.33 | 47.03 | 70.54 | 117.57 | 56.43 | 84.65 | 141.08
M42-12-1/0 | 0.11 | 0.165 | 0.275 | 0.132 | 0.198 | 0.33 | 47.03 | 70.54 | 117.57 | 56.43 | 84.65 | 141.08
M42-13 | 0.11 | 0.165 | 0.275 | 0.132 | 0.198 | 0.33 | 47.03 | 70.54 | 117.57 | 56.43 | 84.65 | 141.08
M42-13N | 0.11 | 0.165 | 0.275 | 0.132 | 0.198 | 0.33 | 47.03 | 70.54 | 117.57 | 56.43 | 84.65 | 141.08
M42-13-1/0 | 0.11 | 0.165 | 0.275 | 0.132 | 0.198 | 0.33 | 47.03 | 70.54 | 117.57 | 56.43 | 84.65 | 141.08
M42-13-#4 | 0.11 | 0.165 | 0.275 | 0.132 | 0.198 | 0.33 | 47.03 | 70.54 | 117.57 | 56.43 | 84.65 | 141.08
M42-13-Q | 0.11 | 0.165 | 0.275 | 0.132 | 0.198 | 0.33 | 47.03 | 70.54 | 117.57 | 56.43 | 84.65 | 141.08
M42-13-4/0 | 0.121 | 0.181 | 0.302 | 0.145 | 0.217 | 0.362 | 51.73 | 77.38 | 129.11 | 61.99 | 92.77 | 154.76
M42-13-336 | 0.121 | 0.181 | 0.302 | 0.145 | 0.217 | 0.362 | 51.73 | 77.38 | 129.11 | 61.99 | 92.77 | 154.76
M40-15-1/0 | 0.0455 | 0.07 | 0.1155 | 0.055 | 0.084 | 0.139 | 19.45 | 29.93 | 49.38 | 23.51 | 35.91 | 59.42
M40-15-336 | 0.0455 | 0.07 | 0.1155 | 0.055 | 0.084 | 0.139 | 19.45 | 29.93 | 49.38 | 23.51 | 35.91 | 59.42
M40-15-4/0 | 0.0455 | 0.07 | 0.1155 | 0.055 | 0.084 | 0.139 | 19.45 | 29.93 | 49.38 | 23.51 | 35.91 | 59.42
M40-15-#4 | 0.0455 | 0.07 | 0.1155 | 0.055 | 0.084 | 0.139 | 19.45 | 29.93 | 49.38 | 23.51 | 35.91 | 59.42
M40-16-1/0 | 0.0455 | 0.07 | 0.1155 | 0.055 | 0.084 | 0.139 | 19.45 | 29.93 | 49.38 | 23.51 | 35.91 | 59.42
M40-16-4/0 | 0.0455 | 0.07 | 0.1155 | 0.055 | 0.084 | 0.139 | 19.45 | 29.93 | 49.38 | 23.51 | 35.91 | 59.42
M40-16-#4 | 0.0455 | 0.07 | 0.1155 | 0.055 | 0.084 | 0.139 | 19.45 | 29.93 | 49.38 | 23.51 | 35.91 | 59.42
M-WC | 0.07 | 0.1 | 0.17 | 0.084 | 0.12 | 0.204 | 29.93 | 42.75 | 72.68 | 35.91 | 51.3 | 87.21
ROUTER | 0.4355 | 0.67 | 1.1055 | 0.523 | 0.804 | 1.327 | 186.18 | 286.43 | 472.61 | 223.58 | 343.71 | 567.29
NR-D15 | 0 | 0 | 0.527 | 0 | 0 | 0.632 | 0 | 0 | 0 | 0 | 0 | 0
NR-K-14C | 0 | 0 | 0.34 | 0 | 0 | 0.408 | 0 | 0 | 0 | 0 | 0 | 0
NR-VG39-15 | 0 | 0 | 1.223 | 0 | 0 | 1.468 | 0 | 0 | 0 | 0 | 0 | 0
NT-#336 QUAD | 0 | 0 | 0.00891 | 0 | 0 | 0.011 | 0 | 0 | 0 | 0 | 0 | 0
NT-#4/0 QUAD | 0 | 0 | 0.0081 | 0 | 0 | 0.01 | 0 | 0 | 0 | 0 | 0 | 0
NT-#1/0 QUAD | 0 | 0 | 0.006 | 0 | 0 | 0.007 | 0 | 0 | 0 | 0 | 0 | 0
NT-#2 QUAD | 0 | 0 | 0.006 | 0 | 0 | 0.007 | 0 | 0 | 0 | 0 | 0 | 0
NT-#1/0 QUAD (PER FT) | 0 | 0 | 0.006 | 0 | 0 | 0.007 | 0 | 0 | 0 | 0 | 0 | 0
NT-#4/0 TRI | 0 | 0 | 0.0046 | 0 | 0 | 0.006 | 0 | 0 | 0 | 0 | 0 | 0
NT-#1/0 TRI | 0 | 0 | 0.0046 | 0 | 0 | 0.006 | 0 | 0 | 0 | 0 | 0 | 0
NT-#1/0 TRI (PER FT) | 0 | 0 | 0.0046 | 0 | 0 | 0.006 | 0 | 0 | 0 | 0 | 0 | 0
NT-#2 TRI | 0 | 0 | 0.00455 | 0 | 0 | 0.005 | 0 | 0 | 0 | 0 | 0 | 0
NT-#2 TRI (PER FT) | 0 | 0 | 0.00455 | 0 | 0 | 0.005 | 0 | 0 | 0 | 0 | 0 | 0
NT-#4 ACSR | 0 | 0 | 1.32 | 0 | 0 | 1.584 | 0 | 0 | 0 | 0 | 0 | 0
NT-#4 TRI | 0 | 0 | 0.0045 | 0 | 0 | 0.005 | 0 | 0 | 0 | 0 | 0 | 0
NT-#6 TRI | 0 | 0 | 0.0039 | 0 | 0 | 0.005 | 0 | 0 | 0 | 0 | 0 | 0
NT-#6 DUP | 0 | 0 | 0.0039 | 0 | 0 | 0.005 | 0 | 0 | 0 | 0 | 0 | 0
NT-1/0 ACSR | 0 | 0 | 1.32 | 0 | 0 | 1.584 | 0 | 0 | 0 | 0 | 0 | 0
NT-336 ACSR | 0 | 0 | 2.324 | 0 | 0 | 2.789 | 0 | 0 | 0 | 0 | 0 | 0
NT-4/0 ACSR | 0 | 0 | 1.914 | 0 | 0 | 2.297 | 0 | 0 | 0 | 0 | 0 | 0
OLS175 | 0.38889 | 0.5 | 0.88889 | 0.467 | 0.6 | 1.067 | 166.25 | 213.75 | 380 | 199.64 | 256.5 | 456.14
OL0310 | 0.38889 | 0.5 | 0.88889 | 0.467 | 0.6 | 1.067 | 166.25 | 213.75 | 380 | 199.64 | 256.5 | 456.14
OL0320 | 0.38889 | 0.5 | 0.88889 | 0.467 | 0.6 | 1.067 | 166.25 | 213.75 | 380 | 199.64 | 256.5 | 456.14
P1PHBT | 0.2 | 0.26667 | 0.46667 | 0.24 | 0.32 | 0.56 | 85.5 | 114 | 199.5 | 102.6 | 136.8 | 239.4
P3PHSW | 2 | 4 | 6 | 2.4 | 4.8 | 7.2 | 855 | 1710 | 2565 | 1026 | 2052 | 3078
LC1 | 0.61 | 0.93 | 1.54 | 0.732 | 1.116 | 1.848 | 260.78 | 397.58 | 658.36 | 312.93 | 477.09 | 790.02
LC2 | 1.1 | 1.67 | 2.77 | 1.32 | 2.004 | 3.324 | 470.25 | 713.93 | 1184.18 | 564.3 | 856.71 | 1421.01
LC3 | 0.444 | 0.8 | 1.244 | 0.533 | 0.96 | 1.493 | 189.81 | 342 | 531.81 | 227.86 | 410.4 | 638.26
LC4 | 0.888 | 1.6 | 2.488 | 1.066 | 1.92 | 2.986 | 379.62 | 684 | 1063.62 | 455.72 | 820.8 | 1276.52
LC4-1 | 1.776 | 3.2 | 4.976 | 2.131 | 3.84 | 5.971 | 759.24 | 1368 | 2127.24 | 911 | 1641.6 | 2552.6
LC5 | 0.427 | 0.64 | 1.067 | 0.512 | 0.768 | 1.28 | 182.54 | 273.6 | 456.14 | 218.88 | 328.32 | 547.2
LC5M | 0.44 | 0.66 | 1.1 | 0.528 | 0.792 | 1.32 | 188.1 | 282.15 | 470.25 | 225.72 | 338.58 | 564.3
LC5M2 | 1.516 | 1.771 | 3.287 | 1.819 | 2.125 | 3.944 | 648.09 | 757.1 | 1405.19 | 777.62 | 908.44 | 1686.06
LC5X | 0.44 | 0.66 | 1.1 | 0.528 | 0.792 | 1.32 | 188.1 | 282.15 | 470.25 | 225.72 | 338.58 | 564.3
LC7L | 0.84493 | 1.2712 | 2.1161 | 1.014 | 1.525 | 2.539 | 361.21 | 543.42 | 904.63 | 433.49 | 651.94 | 1085.43
LC7TL | 0.99403 | 1.4955 | 2.4895 | 1.193 | 1.795 | 2.987 | 424.95 | 639.32 | 1064.27 | 510.01 | 767.36 | 1277.37
LC8 | 1.1695 | 1.7594 | 2.9289 | 1.403 | 2.111 | 3.515 | 499.94 | 752.14 | 1252.08 | 599.78 | 902.45 | 1502.23
PC1 | 0.61 | 0.93 | 1.54 | 0.732 | 1.116 | 1.848 | 260.78 | 397.58 | 658.36 | 312.93 | 477.09 | 790.02
PC1T | 0.61 | 0.93 | 1.54 | 0.732 | 1.116 | 1.848 | 260.78 | 397.58 | 658.36 | 312.93 | 477.09 | 790.02
PC2 | 1.1 | 1.67 | 2.77 | 1.32 | 2.004 | 3.324 | 470.25 | 713.93 | 1184.18 | 564.3 | 856.71 | 1421.01
PC2T | 1.1 | 1.67 | 2.77 | 1.32 | 2.004 | 3.324 | 470.25 | 713.93 | 1184.18 | 564.3 | 856.71 | 1421.01
PC3 | 0.444 | 0.8 | 1.244 | 0.533 | 0.96 | 1.493 | 189.81 | 342 | 531.81 | 227.86 | 410.4 | 638.26
PC4 | 0.888 | 1.6 | 2.488 | 1.066 | 1.92 | 2.986 | 379.62 | 684 | 1063.62 | 455.72 | 820.8 | 1276.52
PC5 | 0.427 | 0.64 | 1.067 | 0.512 | 0.768 | 1.28 | 182.54 | 273.6 | 456.14 | 218.88 | 328.32 | 547.2
PC5M | 0.44 | 0.66 | 1.1 | 0.528 | 0.792 | 1.32 | 188.1 | 282.15 | 470.25 | 225.72 | 338.58 | 564.3
PC5M2 | 1.516 | 1.771 | 3.287 | 1.819 | 2.125 | 3.944 | 648.09 | 757.1 | 1405.19 | 777.62 | 908.44 | 1686.06
PC5X | 0.44 | 0.66 | 1.1 | 0.528 | 0.792 | 1.32 | 188.1 | 282.15 | 470.25 | 225.72 | 338.58 | 564.3
PC7-1 | 0.84493 | 1.2712 | 2.1161 | 1.014 | 1.525 | 2.539 | 361.21 | 543.42 | 904.63 | 433.49 | 651.94 | 1085.43
PC7-1L | 0.84493 | 1.2712 | 2.1161 | 1.014 | 1.525 | 2.539 | 361.21 | 543.42 | 904.63 | 433.49 | 651.94 | 1085.43
PC7L | 0.84493 | 1.2712 | 2.1161 | 1.014 | 1.525 | 2.539 | 361.21 | 543.42 | 904.63 | 433.49 | 651.94 | 1085.43
PC7TL | 0.99403 | 1.4955 | 2.4895 | 1.193 | 1.795 | 2.987 | 424.95 | 639.32 | 1064.27 | 510.01 | 767.36 | 1277.37
PC8 | 1.1695 | 1.7594 | 2.9289 | 1.403 | 2.111 | 3.515 | 499.94 | 752.14 | 1252.08 | 599.78 | 902.45 | 1502.23
PC8T | 1.1695 | 1.7594 | 2.9289 | 1.403 | 2.111 | 3.515 | 499.94 | 752.14 | 1252.08 | 599.78 | 902.45 | 1502.23
PG1B | 0.65 | 1 | 1.65 | 0.78 | 1.2 | 1.98 | 277.88 | 427.5 | 705.38 | 333.45 | 513 | 846.45
PG2B | 1 | 2 | 3 | 1.2 | 2.4 | 3.6 | 427.5 | 855 | 1282.5 | 513 | 1026 | 1539
PG3B | 1.75 | 4 | 5.75 | 2.1 | 4.8 | 6.9 | 748.13 | 1710 | 2458.13 | 897.75 | 2052 | 2949.75
PLUMPOL | 0 | 0.5 | 0.5 | 0 | 0.6 | 0.6 | 0 | 213.75 | 213.75 | 0 | 256.5 | 256.5
POLEBAND | 0.125 | 0.19231 | 0.31731 | 0.15 | 0.231 | 0.381 | 53.44 | 82.21 | 135.65 | 64.13 | 98.75 | 162.88
R1-15 |  | 0.044 |  |  | 0.053 |  | 0 | 18.81 | 18.81 | 0 | 22.66 | 22.66
R1-30 |  | 0.033 |  |  | 0.04 |  | 0 | 14.11 | 14.11 | 0 | 17.1 | 17.1
RETAMP | 0.432 | 0.666 | 1.098 | 0.518 | 0.799 | 1.318 | 184.68 | 284.72 | 469.4 | 221.45 | 341.57 | 563.02
RC1-4H | 1.6667 | 3.6667 | 5.3333 | 2 | 4.4 | 6.4 | 712.5 | 1567.5 | 2280 | 855 | 1881 | 2736
RC3-R | 1.6667 | 3.6667 | 5.3333 | 2 | 4.4 | 6.4 | 712.5 | 1567.5 | 2280 | 855 | 1881 | 2736
RP3-GVR8 | 1.6667 | 3.6667 | 5.3333 | 2 | 4.4 | 6.4 | 712.5 | 1567.5 | 2280 | 855 | 1881 | 2736
RP3-RVE | 1.6667 | 3.6667 | 5.3333 | 2 | 4.4 | 6.4 | 712.5 | 1567.5 | 2280 | 855 | 1881 | 2736
SET-UP |  | 0.25 | 0.25 | 0 | 0.3 | 0.3 | 0 | 106.88 | 106.88 | 0 | 128.25 | 128.25
SET DEEP/FT. |  | 0.155 | 0.155 | 0 | 0.186 | 0.186 | 0 | 66.26 | 66.26 | 0 | 79.52 | 79.52
TM-10 | 0.38025 | 0.585 | 0.96525 | 0.456 | 0.702 | 1.158 | 162.56 | 250.09 | 412.65 | 194.94 | 300.11 | 495.05
TM-31 | 0.0585 | 0.09 | 0.1485 | 0.07 | 0.108 | 0.178 | 25.01 | 38.48 | 63.49 | 29.93 | 46.17 | 76.1
TM-32 | 0.0585 | 0.09 | 0.1485 | 0.07 | 0.108 | 0.178 | 25.01 | 38.48 | 63.49 | 29.93 | 46.17 | 76.1
TIMBER | 0.66667 | 0.83333 | 1.5 | 0.8 | 1 | 1.8 | 285 | 356.25 | 641.25 | 342 | 427.5 | 769.5
TOPPOLE |  | 0.53333 | 0.53333 | 0 | 0.64 | 0.64 | 0 | 228 | 228 | 0 | 273.6 | 273.6
TOP POLE | 0.53333 | 0.53333 | 1.0667 | 0.64 | 0.64 | 1.28 | 228 | 228 | 456 | 273.6 | 273.6 | 547.2
TP5 | 0.44 | 0.66 | 1.1 | 0.528 | 0.792 | 1.32 | 188.1 | 282.15 | 470.25 | 225.72 | 338.58 | 564.3
TP5X | 0.44 | 0.66 | 1.1 | 0.528 | 0.792 | 1.32 | 188.1 | 282.15 | 470.25 | 225.72 | 338.58 | 564.3
TP5XDA | 1.44 | 1.66 | 3.1 | 1.728 | 1.992 | 3.72 | 615.6 | 709.65 | 1325.25 | 738.72 | 851.58 | 1590.3
TPB-1 | 0.2 | 0.4 | 0.6 | 0.24 | 0.48 | 0.72 | 85.5 | 171 | 256.5 | 102.6 | 205.2 | 307.8
TPB-2 | 0.4 | 0.75 | 1.15 | 0.48 | 0.9 | 1.38 | 171 | 320.63 | 491.63 | 205.2 | 384.75 | 589.95
TPAD1/0 | 0.068889 | 0.068889 | 0.13778 | 0.083 | 0.083 | 0.165 | 29.45 | 29.45 | 58.9 | 35.48 | 35.48 | 70.96
TPAD4/0 | 0.068889 | 0.068889 | 0.13778 | 0.083 | 0.083 | 0.165 | 29.45 | 29.45 | 58.9 | 35.48 | 35.48 | 70.96
TPAD336 | 0.068889 | 0.068889 | 0.13778 | 0.083 | 0.083 | 0.165 | 29.45 | 29.45 | 58.9 | 35.48 | 35.48 | 70.96
TPAD795 | 0.068889 | 0.068889 | 0.13778 | 0.083 | 0.083 | 0.165 | 29.45 | 29.45 | 58.9 | 35.48 | 35.48 | 70.96
TYPE-4E-OCR | 0.517 | 0.689 | 1.206 | 0.62 | 0.827 | 1.447 | 221.02 | 294.55 | 515.57 | 265.05 | 353.54 | 618.59
TYPE-E-OCR | 0.517 | 0.689 | 1.206 | 0.62 | 0.827 | 1.447 | 221.02 | 294.55 | 515.57 | 265.05 | 353.54 | 618.59
TYPE-H-OCR | 0.517 | 0.689 | 1.206 | 0.62 | 0.827 | 1.447 | 221.02 | 294.55 | 515.57 | 265.05 | 353.54 | 618.59
TYPE-L-OCR | 0.517 | 0.689 | 1.206 | 0.62 | 0.827 | 1.447 | 221.02 | 294.55 | 515.57 | 265.05 | 353.54 | 618.59
TYPE-RE-OCR | 1.551 | 2.067 | 3.618 | 1.861 | 2.48 | 4.342 | 663.05 | 883.64 | 1546.69 | 795.58 | 1060.2 | 1855.78
TYPE-R-OCR | 1.551 | 2.067 | 3.618 | 1.861 | 2.48 | 4.342 | 663.05 | 883.64 | 1546.69 | 795.58 | 1060.2 | 1855.78
TYPE-RVE-OCR | 1.551 | 2.067 | 3.618 | 1.861 | 2.48 | 4.342 | 663.05 | 883.64 | 1546.69 | 795.58 | 1060.2 | 1855.78
TYPE-VWVE-OCR | 1.551 | 2.067 | 3.618 | 1.861 | 2.48 | 4.342 | 663.05 | 883.64 | 1546.69 | 795.58 | 1060.2 | 1855.78
TYPE-WVE-OCR | 1.551 | 2.067 | 3.618 | 1.861 | 2.48 | 4.342 | 663.05 | 883.64 | 1546.69 | 795.58 | 1060.2 | 1855.78
UC90-3 | 0.5 | 0.15 | 0.65 | 0.6 | 0.18 | 0.78 | 213.75 | 64.13 | 277.88 | 256.5 | 76.95 | 333.45
UMLUBE3 | 0 | 0.015 | 0.015 | 0 | 0.018 | 0.018 | 0 | 6.41 | 6.41 | 0 | 7.7 | 7.7
UR3013C | 1.43 | 2.2 | 3.63 | 1.716 | 2.64 | 4.356 | 611.33 | 940.5 | 1551.83 | 733.59 | 1128.6 | 1862.19
UTRCB3 | 0 | 8 | 8 | 0 | 9.6 | 9.6 | 0 | 3420 | 3420 | 0 | 4104 | 4104
UL0660 | 0.33 | 0.5 | 0.83 | 0.396 | 0.6 | 0.996 | 141.08 | 213.75 | 354.83 | 169.29 | 256.5 | 425.79
UL0670 | 0.33 | 0.5 | 0.83 | 0.396 | 0.6 | 0.996 | 141.08 | 213.75 | 354.83 | 169.29 | 256.5 | 425.79
UR3335C | 1.8 | 4.84 | 6.64 | 2.16 | 5.808 | 7.968 | 769.5 | 2069.1 | 2838.6 | 923.4 | 2482.92 | 3406.32
V1.5 | 0.6 | 0.66667 | 1.2667 | 0.72 | 0.8 | 1.52 | 256.5 | 285 | 541.5 | 307.8 | 342 | 649.8
V7.5 | 0.6 | 0.66667 | 1.2667 | 0.72 | 0.8 | 1.52 | 256.5 | 285 | 541.5 | 307.8 | 342 | 649.8
V10 | 0.6 | 0.66667 | 1.2667 | 0.72 | 0.8 | 1.52 | 256.5 | 285 | 541.5 | 307.8 | 342 | 649.8
V15 | 0.6 | 0.66667 | 1.2667 | 0.72 | 0.8 | 1.52 | 256.5 | 285 | 541.5 | 307.8 | 342 | 649.8
V25 | 0.6 | 0.66667 | 1.2667 | 0.72 | 0.8 | 1.52 | 256.5 | 285 | 541.5 | 307.8 | 342 | 649.8
V37.5 | 0.66667 | 0.73333 | 1.4 | 0.8 | 0.88 | 1.68 | 285 | 313.5 | 598.5 | 342 | 376.2 | 718.2
V50 | 0.66667 | 0.73333 | 1.4 | 0.8 | 0.88 | 1.68 | 285 | 313.5 | 598.5 | 342 | 376.2 | 718.2
V75 | 0.66667 | 0.83333 | 1.5 | 0.8 | 1 | 1.8 | 285 | 356.25 | 641.25 | 342 | 427.5 | 769.5
V100 | 0.66667 | 1 | 1.6667 | 0.8 | 1.2 | 2 | 285 | 427.5 | 712.5 | 342 | 513 | 855
V120-10-10 | 1.2 | 1.3333 | 2.5333 | 1.44 | 1.6 | 3.04 | 513 | 570 | 1083 | 615.6 | 684 | 1299.6
V120-10-15 | 1.2 | 1.3333 | 2.5333 | 1.44 | 1.6 | 3.04 | 513 | 570 | 1083 | 615.6 | 684 | 1299.6
V120-15-15 | 1.2 | 1.3333 | 2.5333 | 1.44 | 1.6 | 3.04 | 513 | 570 | 1083 | 615.6 | 684 | 1299.6
V120-10-25 | 1.2 | 1.3333 | 2.5333 | 1.44 | 1.6 | 3.04 | 513 | 570 | 1083 | 615.6 | 684 | 1299.6
V120-15-25 | 1.2 | 1.3333 | 2.5333 | 1.44 | 1.6 | 3.04 | 513 | 570 | 1083 | 615.6 | 684 | 1299.6
V120-15-375 | 1.2667 | 1.4 | 2.6667 | 1.52 | 1.68 | 3.2 | 541.5 | 598.5 | 1140 | 649.8 | 718.2 | 1368
V120-25-25 | 1.2 | 1.3333 | 2.5333 | 1.44 | 1.6 | 3.04 | 513 | 570 | 1083 | 615.6 | 684 | 1299.6
V240-25-375-25 | 1.8667 | 2.0667 | 3.9333 | 2.24 | 2.48 | 4.72 | 798 | 883.5 | 1681.5 | 957.6 | 1060.2 | 2017.8
V240-50-100-50 | 2 | 2.4667 | 4.4667 | 2.4 | 2.96 | 5.36 | 855 | 1054.5 | 1909.5 | 1026 | 1265.4 | 2291.4
V480-15-25 | 1.2 | 1.3333 | 2.5333 | 1.44 | 1.6 | 3.04 | 513 | 570 | 1083 | 615.6 | 684 | 1299.6
V480-10-10 | 1.2 | 1.3333 | 2.5333 | 1.44 | 1.6 | 3.04 | 513 | 570 | 1083 | 615.6 | 684 | 1299.6
AC1242-02 | 0.5216 | 0.8024 | 1.324 | 0.626 | 0.963 | 1.589 | 222.98 | 343.03 | 566.01 | 267.62 | 411.68 | 679.3
AC1244-02 | 0.652 | 1.003 | 1.655 | 0.782 | 1.204 | 1.986 | 278.73 | 428.78 | 707.51 | 334.31 | 514.71 | 849.02
AC1248-02 | 2.048 | 3.49 | 5.538 | 2.458 | 4.188 | 6.646 | 875.52 | 1491.98 | 2367.5 | 1050.8 | 1790.37 | 2841.17
VA1 | 0.1 | 0.13 | 0.23 | 0.12 | 0.156 | 0.276 | 42.75 | 55.58 | 98.33 | 51.3 | 66.69 | 117.99
VA1-#4-#4 | 0.1 | 0.13 | 0.23 | 0.12 | 0.156 | 0.276 | 42.75 | 55.58 | 98.33 | 51.3 | 66.69 | 117.99
VA1-1/0-1/0 | 0.1 | 0.13 | 0.23 | 0.12 | 0.156 | 0.276 | 42.75 | 55.58 | 98.33 | 51.3 | 66.69 | 117.99
VA1-1/0-#4 | 0.1 | 0.13 | 0.23 | 0.12 | 0.156 | 0.276 | 42.75 | 55.58 | 98.33 | 51.3 | 66.69 | 117.99
VA1-N-1/0-1/0 | 0.169 | 0.26 | 0.429 | 0.203 | 0.312 | 0.515 | 72.25 | 111.15 | 183.4 | 86.78 | 133.38 | 220.16
VA1-N-1/0-#4 | 0.169 | 0.26 | 0.429 | 0.203 | 0.312 | 0.515 | 72.25 | 111.15 | 183.4 | 86.78 | 133.38 | 220.16
VA1-N-#4-#4 | 0.169 | 0.26 | 0.429 | 0.203 | 0.312 | 0.515 | 72.25 | 111.15 | 183.4 | 86.78 | 133.38 | 220.16
VA1-N | 0.169 | 0.26 | 0.429 | 0.203 | 0.312 | 0.515 | 72.25 | 111.15 | 183.4 | 86.78 | 133.38 | 220.16
VA1-1 | 0.169 | 0.26 | 0.429 | 0.203 | 0.312 | 0.515 | 72.25 | 111.15 | 183.4 | 86.78 | 133.38 | 220.16
VA1-1-#4-#4 | 0.169 | 0.26 | 0.429 | 0.203 | 0.312 | 0.515 | 72.25 | 111.15 | 183.4 | 86.78 | 133.38 | 220.16
VA1-1-1/0-#4 | 0.169 | 0.26 | 0.429 | 0.203 | 0.312 | 0.515 | 72.25 | 111.15 | 183.4 | 86.78 | 133.38 | 220.16
VA1-1-1/0-1/0 | 0.169 | 0.26 | 0.429 | 0.203 | 0.312 | 0.515 | 72.25 | 111.15 | 183.4 | 86.78 | 133.38 | 220.16
VA1-1-B | 0.169 | 0.26 | 0.429 | 0.203 | 0.312 | 0.515 | 72.25 | 111.15 | 183.4 | 86.78 | 133.38 | 220.16
VA2 | 0.169 | 0.26 | 0.429 | 0.203 | 0.312 | 0.515 | 72.25 | 111.15 | 183.4 | 86.78 | 133.38 | 220.16
VA2-#4-#4 | 0.169 | 0.26 | 0.429 | 0.203 | 0.312 | 0.515 | 72.25 | 111.15 | 183.4 | 86.78 | 133.38 | 220.16
VA2-1/0-#4 | 0.169 | 0.26 | 0.429 | 0.203 | 0.312 | 0.515 | 72.25 | 111.15 | 183.4 | 86.78 | 133.38 | 220.16
VA2-1/0-1/0 | 0.169 | 0.26 | 0.429 | 0.203 | 0.312 | 0.515 | 72.25 | 111.15 | 183.4 | 86.78 | 133.38 | 220.16
VA2-B | 0.169 | 0.26 | 0.429 | 0.203 | 0.312 | 0.515 | 72.25 | 111.15 | 183.4 | 86.78 | 133.38 | 220.16
VA3 | 0.148 | 0.3 | 0.448 | 0.178 | 0.36 | 0.538 | 63.27 | 128.25 | 191.52 | 76.1 | 153.9 | 230
VA3-1/0-1/0 | 0.148 | 0.3 | 0.448 | 0.178 | 0.36 | 0.538 | 63.27 | 128.25 | 191.52 | 76.1 | 153.9 | 230
VA3-1/0-#4 | 0.148 | 0.3 | 0.448 | 0.178 | 0.36 | 0.538 | 63.27 | 128.25 | 191.52 | 76.1 | 153.9 | 230
VA3-#4-#4 | 0.148 | 0.3 | 0.448 | 0.178 | 0.36 | 0.538 | 63.27 | 128.25 | 191.52 | 76.1 | 153.9 | 230
VA3-B | 0.148 | 0.3 | 0.448 | 0.178 | 0.36 | 0.538 | 63.27 | 128.25 | 191.52 | 76.1 | 153.9 | 230
VA4 | 0.3 | 0.6 | 0.9 | 0.36 | 0.72 | 1.08 | 128.25 | 256.5 | 384.75 | 153.9 | 307.8 | 461.7
VA4-EP | 0.3 | 0.6 | 0.9 | 0.36 | 0.72 | 1.08 | 128.25 | 256.5 | 384.75 | 153.9 | 307.8 | 461.7
VA4-S | 0.3 | 0.6 | 0.9 | 0.36 | 0.72 | 1.08 | 128.25 | 256.5 | 384.75 | 153.9 | 307.8 | 461.7
VA4-1/0-1/0 | 0.3 | 0.6 | 0.9 | 0.36 | 0.72 | 1.08 | 128.25 | 256.5 | 384.75 | 153.9 | 307.8 | 461.7
VA4-1/0-#4 | 0.3 | 0.6 | 0.9 | 0.36 | 0.72 | 1.08 | 128.25 | 256.5 | 384.75 | 153.9 | 307.8 | 461.7
VA4-S-1/0-1/0 | 0.3 | 0.6 | 0.9 | 0.36 | 0.72 | 1.08 | 128.25 | 256.5 | 384.75 | 153.9 | 307.8 | 461.7
VA4-S-1/0-#4 | 0.3 | 0.6 | 0.9 | 0.36 | 0.72 | 1.08 | 128.25 | 256.5 | 384.75 | 153.9 | 307.8 | 461.7
VA4-S-#4-#4 | 0.3 | 0.6 | 0.9 | 0.36 | 0.72 | 1.08 | 128.25 | 256.5 | 384.75 | 153.9 | 307.8 | 461.7
VA4-#4-#4 | 0.3 | 0.6 | 0.9 | 0.36 | 0.72 | 1.08 | 128.25 | 256.5 | 384.75 | 153.9 | 307.8 | 461.7
VA5 | 0.12 | 0.2 | 0.32 | 0.144 | 0.24 | 0.384 | 51.3 | 85.5 | 136.8 | 61.56 | 102.6 | 164.16
VA5-S-1/0-1/0 | 0.12 | 0.2 | 0.32 | 0.144 | 0.24 | 0.384 | 51.3 | 85.5 | 136.8 | 61.56 | 102.6 | 164.16
VA5-S-1/0-#4 | 0.12 | 0.2 | 0.32 | 0.144 | 0.24 | 0.384 | 51.3 | 85.5 | 136.8 | 61.56 | 102.6 | 164.16
VA5-S-#4-#4 | 0.12 | 0.2 | 0.32 | 0.144 | 0.24 | 0.384 | 51.3 | 85.5 | 136.8 | 61.56 | 102.6 | 164.16
VA5-1/0-1/0 | 0.12 | 0.2 | 0.32 | 0.144 | 0.24 | 0.384 | 51.3 | 85.5 | 136.8 | 61.56 | 102.6 | 164.16
VA5-1/0-#4 | 0.12 | 0.2 | 0.32 | 0.144 | 0.24 | 0.384 | 51.3 | 85.5 | 136.8 | 61.56 | 102.6 | 164.16
VA5-#4-#4 | 0.12 | 0.2 | 0.32 | 0.144 | 0.24 | 0.384 | 51.3 | 85.5 | 136.8 | 61.56 | 102.6 | 164.16
VA5-EP | 0.12 | 0.2 | 0.32 | 0.144 | 0.24 | 0.384 | 51.3 | 85.5 | 136.8 | 61.56 | 102.6 | 164.16
VA5-B | 0.12 | 0.2 | 0.32 | 0.144 | 0.24 | 0.384 | 51.3 | 85.5 | 136.8 | 61.56 | 102.6 | 164.16
VA5-S | 0.12 | 0.2 | 0.32 | 0.144 | 0.24 | 0.384 | 51.3 | 85.5 | 136.8 | 61.56 | 102.6 | 164.16
VA5-1 | 0.204 | 0.34 | 0.544 | 0.245 | 0.408 | 0.653 | 87.21 | 145.35 | 232.56 | 104.74 | 174.42 | 279.16
VA5-1-EP | 0.204 | 0.34 | 0.544 | 0.245 | 0.408 | 0.653 | 87.21 | 145.35 | 232.56 | 104.74 | 174.42 | 279.16
VA5-1-1/0-1/0 | 0.204 | 0.34 | 0.544 | 0.245 | 0.408 | 0.653 | 87.21 | 145.35 | 232.56 | 104.74 | 174.42 | 279.16
VA5-1-1/0-#4 | 0.204 | 0.34 | 0.544 | 0.245 | 0.408 | 0.653 | 87.21 | 145.35 | 232.56 | 104.74 | 174.42 | 279.16
VA5-1-#4-#4 | 0.204 | 0.34 | 0.544 | 0.245 | 0.408 | 0.653 | 87.21 | 145.35 | 232.56 | 104.74 | 174.42 | 279.16
VA5-1-S-1/0-1/0 | 0.204 | 0.34 | 0.544 | 0.245 | 0.408 | 0.653 | 87.21 | 145.35 | 232.56 | 104.74 | 174.42 | 279.16
VA5-1-S-1/0-#4 | 0.204 | 0.34 | 0.544 | 0.245 | 0.408 | 0.653 | 87.21 | 145.35 | 232.56 | 104.74 | 174.42 | 279.16
VA5-1S-#4-#4 | 0.204 | 0.34 | 0.544 | 0.245 | 0.408 | 0.653 | 87.21 | 145.35 | 232.56 | 104.74 | 174.42 | 279.16
VA5-1-S-#4-#4 | 0.204 | 0.34 | 0.544 | 0.245 | 0.408 | 0.653 | 87.21 | 145.35 | 232.56 | 104.74 | 174.42 | 279.16
VA5-1-S | 0.204 | 0.34 | 0.544 | 0.245 | 0.408 | 0.653 | 87.21 | 145.35 | 232.56 | 104.74 | 174.42 | 279.16
VA5-2 | 0.265 | 0.34 | 0.605 | 0.318 | 0.408 | 0.726 | 113.29 | 145.35 | 258.64 | 135.95 | 174.42 | 310.37
VA5-2-EP | 0.265 | 0.34 | 0.605 | 0.318 | 0.408 | 0.726 | 113.29 | 145.35 | 258.64 | 135.95 | 174.42 | 310.37
VA5-2-S | 0.265 | 0.34 | 0.605 | 0.318 | 0.408 | 0.726 | 113.29 | 145.35 | 258.64 | 135.95 | 174.42 | 310.37
VA5-2-#4-#4 | 0.268 | 0.344 | 0.612 | 0.322 | 0.413 | 0.734 | 114.57 | 147.06 | 261.63 | 137.66 | 176.56 | 314.22
VA5-2-S-1/0-1/0 | 0.268 | 0.344 | 0.612 | 0.322 | 0.413 | 0.734 | 114.57 | 147.06 | 261.63 | 137.66 | 176.56 | 314.22
VA5-2-S-#4-#4 | 0.268 | 0.344 | 0.612 | 0.322 | 0.413 | 0.734 | 114.57 | 147.06 | 261.63 | 137.66 | 176.56 | 314.22
VA5-2-1/0-#4 | 0.268 | 0.344 | 0.612 | 0.322 | 0.413 | 0.734 | 114.57 | 147.06 | 261.63 | 137.66 | 176.56 | 314.22
VA5-2-1/0-1/0 | 0.268 | 0.344 | 0.612 | 0.322 | 0.413 | 0.734 | 114.57 | 147.06 | 261.63 | 137.66 | 176.56 | 314.22
VA5-2-S-1/0-#4 | 0.268 | 0.344 | 0.612 | 0.322 | 0.413 | 0.734 | 114.57 | 147.06 | 261.63 | 137.66 | 176.56 | 314.22
VA5-3 | 0.17 | 0.38 | 0.55 | 0.204 | 0.456 | 0.66 | 72.68 | 162.45 | 235.13 | 87.21 | 194.94 | 282.15
VA5-3-EP | 0.17 | 0.38 | 0.55 | 0.204 | 0.456 | 0.66 | 72.68 | 162.45 | 235.13 | 87.21 | 194.94 | 282.15
VA5-3-1/0-1/0 | 0.17 | 0.38 | 0.55 | 0.204 | 0.456 | 0.66 | 72.68 | 162.45 | 235.13 | 87.21 | 194.94 | 282.15
VA5-3-1/0-#4 | 0.17 | 0.38 | 0.55 | 0.204 | 0.456 | 0.66 | 72.68 | 162.45 | 235.13 | 87.21 | 194.94 | 282.15
VA5-3-S-1/0-1/0 | 0.17 | 0.38 | 0.55 | 0.204 | 0.456 | 0.66 | 72.68 | 162.45 | 235.13 | 87.21 | 194.94 | 282.15
VA5-3-S-1/0-#4 | 0.17 | 0.38 | 0.55 | 0.204 | 0.456 | 0.66 | 72.68 | 162.45 | 235.13 | 87.21 | 194.94 | 282.15
VA5-3-S-#4-#4 | 0.17 | 0.38 | 0.55 | 0.204 | 0.456 | 0.66 | 72.68 | 162.45 | 235.13 | 87.21 | 194.94 | 282.15
VA5-3-S | 0.17 | 0.38 | 0.55 | 0.204 | 0.456 | 0.66 | 72.68 | 162.45 | 235.13 | 87.21 | 194.94 | 282.15
VA5-3-#4-#4 | 0.17 | 0.38 | 0.55 | 0.204 | 0.456 | 0.66 | 72.68 | 162.45 | 235.13 | 87.21 | 194.94 | 282.15
VA5-4 | 0.187 | 0.418 | 0.605 | 0.224 | 0.502 | 0.726 | 79.94 | 178.7 | 258.64 | 95.76 | 214.61 | 310.37
VA5-4-1/0-1/0 | 0.187 | 0.418 | 0.605 | 0.224 | 0.502 | 0.726 | 79.94 | 178.7 | 258.64 | 95.76 | 214.61 | 310.37
VA5-4-1/0-#4 | 0.187 | 0.418 | 0.605 | 0.224 | 0.502 | 0.726 | 79.94 | 178.7 | 258.64 | 95.76 | 214.61 | 310.37
VA5-4-S | 0.187 | 0.418 | 0.605 | 0.224 | 0.502 | 0.726 | 79.94 | 178.7 | 258.64 | 95.76 | 214.61 | 310.37
VA5-4-S-1/0-1/0 | 0.187 | 0.418 | 0.605 | 0.224 | 0.502 | 0.726 | 79.94 | 178.7 | 258.64 | 95.76 | 214.61 | 310.37
VA5-4-S-1/0-#4 | 0.187 | 0.418 | 0.605 | 0.224 | 0.502 | 0.726 | 79.94 | 178.7 | 258.64 | 95.76 | 214.61 | 310.37
VA5-4-S-#4-#4 | 0.187 | 0.418 | 0.605 | 0.224 | 0.502 | 0.726 | 79.94 | 178.7 | 258.64 | 95.76 | 214.61 | 310.37
VA5-4-#4-#4 | 0.187 | 0.418 | 0.605 | 0.224 | 0.502 | 0.726 | 79.94 | 178.7 | 258.64 | 95.76 | 214.61 | 310.37
VA6 | 0.402 | 0.58 | 0.982 | 0.482 | 0.696 | 1.178 | 171.86 | 247.95 | 419.81 | 206.06 | 297.54 | 503.6
VA6-1/0-1/0 | 0.402 | 0.58 | 0.982 | 0.482 | 0.696 | 1.178 | 171.86 | 247.95 | 419.81 | 206.06 | 297.54 | 503.6
VA6-1/0-#4 | 0.402 | 0.58 | 0.982 | 0.482 | 0.696 | 1.178 | 171.86 | 247.95 | 419.81 | 206.06 | 297.54 | 503.6
VA6-#4-#4 | 0.402 | 0.58 | 0.982 | 0.482 | 0.696 | 1.178 | 171.86 | 247.95 | 419.81 | 206.06 | 297.54 | 503.6
VA6-EP | 0.402 | 0.58 | 0.982 | 0.482 | 0.696 | 1.178 | 171.86 | 247.95 | 419.81 | 206.06 | 297.54 | 503.6
VA6-S | 0.402 | 0.58 | 0.982 | 0.482 | 0.696 | 1.178 | 171.86 | 247.95 | 419.81 | 206.06 | 297.54 | 503.6
VA6-S-1/0-1/0 | 0.402 | 0.58 | 0.982 | 0.482 | 0.696 | 1.178 | 171.86 | 247.95 | 419.81 | 206.06 | 297.54 | 503.6
VA6-S-1/0-#4 | 0.402 | 0.58 | 0.982 | 0.482 | 0.696 | 1.178 | 171.86 | 247.95 | 419.81 | 206.06 | 297.54 | 503.6
VA6-S-#4-#4 | 0.402 | 0.58 | 0.982 | 0.482 | 0.696 | 1.178 | 171.86 | 247.95 | 419.81 | 206.06 | 297.54 | 503.6
VA6-S-B | 0.402 | 0.58 | 0.982 | 0.482 | 0.696 | 1.178 | 171.86 | 247.95 | 419.81 | 206.06 | 297.54 | 503.6
VA7 | 0.629 | 1.138 | 1.767 | 0.755 | 1.366 | 2.12 | 268.9 | 486.5 | 755.4 | 322.76 | 583.97 | 906.73
VA7-EP | 0.629 | 1.138 | 1.767 | 0.755 | 1.366 | 2.12 | 268.9 | 486.5 | 755.4 | 322.76 | 583.97 | 906.73
VA7-1/0-1/0 | 0.665 | 0.81 | 1.475 | 0.798 | 0.972 | 1.77 | 284.29 | 346.28 | 630.57 | 341.15 | 415.53 | 756.68
VA7-1/0-#4 | 0.665 | 0.81 | 1.475 | 0.798 | 0.972 | 1.77 | 284.29 | 346.28 | 630.57 | 341.15 | 415.53 | 756.68
VA7-#4-#4 | 0.629 | 1.138 | 1.767 | 0.755 | 1.366 | 2.12 | 268.9 | 486.5 | 755.4 | 322.76 | 583.97 | 906.73
VA7-NA | 0.49875 | 0.6075 | 1.1063 | 0.599 | 0.729 | 1.328 | 213.22 | 259.71 | 472.93 | 256.07 | 311.65 | 567.72
VA7-NA-EP | 0.47175 | 0.8535 | 1.3253 | 0.566 | 1.024 | 1.59 | 201.67 | 364.87 | 566.54 | 241.97 | 437.76 | 679.73
VA7-1 | 0.665 | 0.81 | 1.475 | 0.798 | 0.972 | 1.77 | 284.29 | 346.28 | 630.57 | 341.15 | 415.53 | 756.68
VA7-1-1/0-1/0 | 0.665 | 0.81 | 1.475 | 0.798 | 0.972 | 1.77 | 284.29 | 346.28 | 630.57 | 341.15 | 415.53 | 756.68
VA7-1-1/0-#4 | 0.665 | 0.81 | 1.475 | 0.798 | 0.972 | 1.77 | 284.29 | 346.28 | 630.57 | 341.15 | 415.53 | 756.68
VA7-1-#4-#4 | 0.665 | 0.81 | 1.475 | 0.798 | 0.972 | 1.77 | 284.29 | 346.28 | 630.57 | 341.15 | 415.53 | 756.68
VA7-S | 0.629 | 1.138 | 1.767 | 0.755 | 1.366 | 2.12 | 268.9 | 486.5 | 755.4 | 322.76 | 583.97 | 906.73
VA7-S-1/0-1/0 | 0.629 | 1.138 | 1.767 | 0.755 | 1.366 | 2.12 | 268.9 | 486.5 | 755.4 | 322.76 | 583.97 | 906.73
VA7-S-1/0-#4 | 0.629 | 1.138 | 1.767 | 0.755 | 1.366 | 2.12 | 268.9 | 486.5 | 755.4 | 322.76 | 583.97 | 906.73
VA7-S-#4-#4 | 0.629 | 1.138 | 1.767 | 0.755 | 1.366 | 2.12 | 268.9 | 486.5 | 755.4 | 322.76 | 583.97 | 906.73
VA8 | 0.62 | 0.79 | 1.41 | 0.744 | 0.948 | 1.692 | 265.05 | 337.73 | 602.78 | 318.06 | 405.27 | 723.33
VA8-1/0-1/0 | 0.62 | 0.79 | 1.41 | 0.744 | 0.948 | 1.692 | 265.05 | 337.73 | 602.78 | 318.06 | 405.27 | 723.33
VA8-1/0-#4 | 0.62 | 0.79 | 1.41 | 0.744 | 0.948 | 1.692 | 265.05 | 337.73 | 602.78 | 318.06 | 405.27 | 723.33
VA8-#4-#4 | 0.62 | 0.79 | 1.41 | 0.744 | 0.948 | 1.692 | 265.05 | 337.73 | 602.78 | 318.06 | 405.27 | 723.33
VA8-EP | 0.62 | 0.79 | 1.41 | 0.744 | 0.948 | 1.692 | 265.05 | 337.73 | 602.78 | 318.06 | 405.27 | 723.33
VA9 | 0.31 | 0.47 | 0.78 | 0.372 | 0.564 | 0.936 | 132.53 | 200.93 | 333.46 | 159.03 | 241.11 | 400.14
VA9-1/0-1/0 | 0.31 | 0.47 | 0.78 | 0.372 | 0.564 | 0.936 | 132.53 | 200.93 | 333.46 | 159.03 | 241.11 | 400.14
VA9-1/0-#4 | 0.31 | 0.47 | 0.78 | 0.372 | 0.564 | 0.936 | 132.53 | 200.93 | 333.46 | 159.03 | 241.11 | 400.14
VA9-#4-#4 | 0.31 | 0.47 | 0.78 | 0.372 | 0.564 | 0.936 | 132.53 | 200.93 | 333.46 | 159.03 | 241.11 | 400.14
VA9-1 | 0.64 | 0.96 | 1.6 | 0.768 | 1.152 | 1.92 | 273.6 | 410.4 | 684 | 328.32 | 492.48 | 820.8
VA9-1-1/0-1/0 | 0.64 | 0.96 | 1.6 | 0.768 | 1.152 | 1.92 | 273.6 | 410.4 | 684 | 328.32 | 492.48 | 820.8
VA9-1-1/0-#4 | 0.64 | 0.96 | 1.6 | 0.768 | 1.152 | 1.92 | 273.6 | 410.4 | 684 | 328.32 | 492.48 | 820.8
VA9-1-#4-#4 | 0.64 | 0.96 | 1.6 | 0.768 | 1.152 | 1.92 | 273.6 | 410.4 | 684 | 328.32 | 492.48 | 820.8
VB1 | 0.34 | 0.5 | 0.84 | 0.408 | 0.6 | 1.008 | 145.35 | 213.75 | 359.1 | 174.42 | 256.5 | 430.92
VB1-10 | 0.34 | 0.5 | 0.84 | 0.408 | 0.6 | 1.008 | 145.35 | 213.75 | 359.1 | 174.42 | 256.5 | 430.92
VB1-#4-#4 | 0.34 | 0.5 | 0.84 | 0.408 | 0.6 | 1.008 | 145.35 | 213.75 | 359.1 | 174.42 | 256.5 | 430.92
VB1-1/0-#4 | 0.34 | 0.5 | 0.84 | 0.408 | 0.6 | 1.008 | 145.35 | 213.75 | 359.1 | 174.42 | 256.5 | 430.92
VB1-1/0-1/0 | 0.34 | 0.5 | 0.84 | 0.408 | 0.6 | 1.008 | 145.35 | 213.75 | 359.1 | 174.42 | 256.5 | 430.92
VB1-1 | 0.64 | 0.96 | 1.6 | 0.768 | 1.152 | 1.92 | 273.6 | 410.4 | 684 | 328.32 | 492.48 | 820.8
VB1-1-1/0-1/0 | 0.64 | 0.96 | 1.6 | 0.768 | 1.152 | 1.92 | 273.6 | 410.4 | 684 | 328.32 | 492.48 | 820.8
VB1-1-1/0-#4 | 0.64 | 0.96 | 1.6 | 0.768 | 1.152 | 1.92 | 273.6 | 410.4 | 684 | 328.32 | 492.48 | 820.8
VB1-1-#4-#4 | 0.64 | 0.96 | 1.6 | 0.768 | 1.152 | 1.92 | 273.6 | 410.4 | 684 | 328.32 | 492.48 | 820.8
VB1-2 | 0.34 | 0.5 | 0.84 | 0.408 | 0.6 | 1.008 | 145.35 | 213.75 | 359.1 | 174.42 | 256.5 | 430.92
VB1-2-1/0-1/0 | 0.34 | 0.5 | 0.84 | 0.408 | 0.6 | 1.008 | 145.35 | 213.75 | 359.1 | 174.42 | 256.5 | 430.92
VB1-2-1/0-#4 | 0.34 | 0.5 | 0.84 | 0.408 | 0.6 | 1.008 | 145.35 | 213.75 | 359.1 | 174.42 | 256.5 | 430.92
VB1-2-#4-#4 | 0.34 | 0.5 | 0.84 | 0.408 | 0.6 | 1.008 | 145.35 | 213.75 | 359.1 | 174.42 | 256.5 | 430.92
VB1-2P | 0.272 | 0.4 | 0.672 | 0.326 | 0.48 | 0.806 | 116.28 | 171 | 287.28 | 139.37 | 205.2 | 344.57
VB1-2P-#4-#4 | 0.272 | 0.4 | 0.672 | 0.326 | 0.48 | 0.806 | 116.28 | 171 | 287.28 | 139.37 | 205.2 | 344.57
VB1-2P-1/0-#4 | 0.272 | 0.4 | 0.672 | 0.326 | 0.48 | 0.806 | 116.28 | 171 | 287.28 | 139.37 | 205.2 | 344.57
VB1-2P-1/0-1/0 | 0.272 | 0.4 | 0.672 | 0.326 | 0.48 | 0.806 | 116.28 | 171 | 287.28 | 139.37 | 205.2 | 344.57
VB1-N | 0.269 | 0.39 | 0.659 | 0.323 | 0.468 | 0.791 | 115 | 166.73 | 281.73 | 138.08 | 200.07 | 338.15
VB1-N-1/0-1/0 | 0.269 | 0.39 | 0.659 | 0.323 | 0.468 | 0.791 | 115 | 166.73 | 281.73 | 138.08 | 200.07 | 338.15
VB1-N-1/0-#4 | 0.269 | 0.39 | 0.659 | 0.323 | 0.468 | 0.791 | 115 | 166.73 | 281.73 | 138.08 | 200.07 | 338.15
VB1-N-#4-#4 | 0.269 | 0.39 | 0.659 | 0.323 | 0.468 | 0.791 | 115 | 166.73 | 281.73 | 138.08 | 200.07 | 338.15
VB2 | 0.64 | 1 | 1.64 | 0.768 | 1.2 | 1.968 | 273.6 | 427.5 | 701.1 | 328.32 | 513 | 841.32
VB2-1/0-1/0 | 0.64 | 1 | 1.64 | 0.768 | 1.2 | 1.968 | 273.6 | 427.5 | 701.1 | 328.32 | 513 | 841.32
VB2-1/0-#4 | 0.64 | 1 | 1.64 | 0.768 | 1.2 | 1.968 | 273.6 | 427.5 | 701.1 | 328.32 | 513 | 841.32
VB2-2 | 0.64 | 1 | 1.64 | 0.768 | 1.2 | 1.968 | 273.6 | 427.5 | 701.1 | 328.32 | 513 | 841.32
VB2-2-1/0-1/0 | 0.64 | 1 | 1.64 | 0.768 | 1.2 | 1.968 | 273.6 | 427.5 | 701.1 | 328.32 | 513 | 841.32
VB2-2-1/0-#4 | 0.64 | 1 | 1.64 | 0.768 | 1.2 | 1.968 | 273.6 | 427.5 | 701.1 | 328.32 | 513 | 841.32
VB2-2-#4-#4 | 0.64 | 1 | 1.64 | 0.768 | 1.2 | 1.968 | 273.6 | 427.5 | 701.1 | 328.32 | 513 | 841.32
VB2-2P | 0.512 | 0.8 | 1.312 | 0.614 | 0.96 | 1.574 | 218.88 | 342 | 560.88 | 262.49 | 410.4 | 672.89
VB2-2P-1/0-1/0 | 0.512 | 0.8 | 1.312 | 0.614 | 0.96 | 1.574 | 218.88 | 342 | 560.88 | 262.49 | 410.4 | 672.89
VB2-2P-1/0-#4 | 0.512 | 0.8 | 1.312 | 0.614 | 0.96 | 1.574 | 218.88 | 342 | 560.88 | 262.49 | 410.4 | 672.89
VB2-2P-#4-#4 | 0.512 | 0.8 | 1.312 | 0.614 | 0.96 | 1.574 | 218.88 | 342 | 560.88 | 262.49 | 410.4 | 672.89
VB2-#4-#4 | 0.64 | 1 | 1.64 | 0.768 | 1.2 | 1.968 | 273.6 | 427.5 | 701.1 | 328.32 | 513 | 841.32
VB3 | 0.15 | 0.27 | 0.42 | 0.18 | 0.324 | 0.504 | 64.13 | 115.43 | 179.56 | 76.95 | 138.51 | 215.46
VB3-EP | 0.15 | 0.27 | 0.42 | 0.18 | 0.324 | 0.504 | 64.13 | 115.43 | 179.56 | 76.95 | 138.51 | 215.46
VB3-1/0-1/0 | 0.15 | 0.27 | 0.42 | 0.18 | 0.324 | 0.504 | 64.13 | 115.43 | 179.56 | 76.95 | 138.51 | 215.46
VB3-1/0-#4 | 0.15 | 0.27 | 0.42 | 0.18 | 0.324 | 0.504 | 64.13 | 115.43 | 179.56 | 76.95 | 138.51 | 215.46
VB3-#4-#4 | 0.15 | 0.27 | 0.42 | 0.18 | 0.324 | 0.504 | 64.13 | 115.43 | 179.56 | 76.95 | 138.51 | 215.46
VB4 | 0.535 | 1.07 | 1.605 | 0.642 | 1.284 | 1.926 | 228.71 | 457.43 | 686.14 | 274.46 | 548.91 | 823.37
VB4-1 | 0.535 | 1.07 | 1.605 | 0.642 | 1.284 | 1.926 | 228.71 | 457.43 | 686.14 | 274.46 | 548.91 | 823.37
VB4-1-S | 0.535 | 1.07 | 1.605 | 0.642 | 1.284 | 1.926 | 228.71 | 457.43 | 686.14 | 274.46 | 548.91 | 823.37
VB4-1-1/0-1/0 | 0.535 | 1.07 | 1.605 | 0.642 | 1.284 | 1.926 | 228.71 | 457.43 | 686.14 | 274.46 | 548.91 | 823.37
VB4-1-1/0-#4 | 0.535 | 1.07 | 1.605 | 0.642 | 1.284 | 1.926 | 228.71 | 457.43 | 686.14 | 274.46 | 548.91 | 823.37
VB4-1-#4-#4 | 0.535 | 1.07 | 1.605 | 0.642 | 1.284 | 1.926 | 228.71 | 457.43 | 686.14 | 274.46 | 548.91 | 823.37
VB4-1-S-1/0-1/0 | 0.535 | 1.07 | 1.605 | 0.642 | 1.284 | 1.926 | 228.71 | 457.43 | 686.14 | 274.46 | 548.91 | 823.37
VB4-1-S-1/0-#4 | 0.535 | 1.07 | 1.605 | 0.642 | 1.284 | 1.926 | 228.71 | 457.43 | 686.14 | 274.46 | 548.91 | 823.37
VB4-1-S-#4-#4 | 0.535 | 1.07 | 1.605 | 0.642 | 1.284 | 1.926 | 228.71 | 457.43 | 686.14 | 274.46 | 548.91 | 823.37
VB5-1 | 0.454 | 0.74 | 1.194 | 0.545 | 0.888 | 1.433 | 194.09 | 316.35 | 510.44 | 232.99 | 379.62 | 612.61
VB5-1-S | 0.454 | 0.74 | 1.194 | 0.545 | 0.888 | 1.433 | 194.09 | 316.35 | 510.44 | 232.99 | 379.62 | 612.61
VB5-1-1/0-1/0 | 0.454 | 0.74 | 1.194 | 0.545 | 0.888 | 1.433 | 194.09 | 316.35 | 510.44 | 232.99 | 379.62 | 612.61
VB5-1-1/0-#4 | 0.454 | 0.74 | 1.194 | 0.545 | 0.888 | 1.433 | 194.09 | 316.35 | 510.44 | 232.99 | 379.62 | 612.61
VB5-1-#4-#4 | 0.454 | 0.74 | 1.194 | 0.545 | 0.888 | 1.433 | 194.09 | 316.35 | 510.44 | 232.99 | 379.62 | 612.61
VB5-1-S-1/0-1/0 | 0.454 | 0.74 | 1.194 | 0.545 | 0.888 | 1.433 | 194.09 | 316.35 | 510.44 | 232.99 | 379.62 | 612.61
VB5-1-S-1/0-#4 | 0.454 | 0.74 | 1.194 | 0.545 | 0.888 | 1.433 | 194.09 | 316.35 | 510.44 | 232.99 | 379.62 | 612.61
VB5-1-S-#4-#4 | 0.454 | 0.74 | 1.194 | 0.545 | 0.888 | 1.433 | 194.09 | 316.35 | 510.44 | 232.99 | 379.62 | 612.61
VB7 | 0.699 | 1.218 | 1.917 | 0.839 | 1.462 | 2.3 | 298.82 | 520.7 | 819.52 | 358.67 | 625.01 | 983.68
VB7-EP | 0.699 | 1.218 | 1.917 | 0.839 | 1.462 | 2.3 | 298.82 | 520.7 | 819.52 | 358.67 | 625.01 | 983.68
VB7-NA | 0.5592 | 0.9744 | 1.5336 | 0.671 | 1.169 | 1.84 | 239.06 | 416.56 | 655.62 | 286.85 | 499.75 | 786.6
VB7-X-EP-NA | 0.5592 | 0.9744 | 1.5336 | 0.671 | 1.169 | 1.84 | 239.06 | 416.56 | 655.62 | 286.85 | 499.75 | 786.6
VB7-1/0-1/0 | 0.699 | 1.218 | 1.917 | 0.839 | 1.462 | 2.3 | 298.82 | 520.7 | 819.52 | 358.67 | 625.01 | 983.68
VB7-1/0-#4 | 0.699 | 1.218 | 1.917 | 0.839 | 1.462 | 2.3 | 298.82 | 520.7 | 819.52 | 358.67 | 625.01 | 983.68
VB7-#4-#4 | 0.699 | 1.218 | 1.917 | 0.839 | 1.462 | 2.3 | 298.82 | 520.7 | 819.52 | 358.67 | 625.01 | 983.68
VB7-1 | 0.794 | 1.358 | 2.152 | 0.953 | 1.63 | 2.582 | 339.44 | 580.55 | 919.99 | 407.41 | 696.83 | 1104.24
VB7-1-#4-#4 | 0.794 | 1.358 | 2.152 | 0.953 | 1.63 | 2.582 | 339.44 | 580.55 | 919.99 | 407.41 | 696.83 | 1104.24
VB7-1-1/0-#4 | 0.794 | 1.358 | 2.152 | 0.953 | 1.63 | 2.582 | 339.44 | 580.55 | 919.99 | 407.41 | 696.83 | 1104.24
VB7-1-1/0-1/0 | 0.794 | 1.358 | 2.152 | 0.953 | 1.63 | 2.582 | 339.44 | 580.55 | 919.99 | 407.41 | 696.83 | 1104.24
VB7-2-1/0-1/0 | 0.699 | 1.218 | 1.917 | 0.839 | 1.462 | 2.3 | 298.82 | 520.7 | 819.52 | 358.67 | 625.01 | 983.68
VB7-2-1/0-#4 | 0.699 | 1.218 | 1.917 | 0.839 | 1.462 | 2.3 | 298.82 | 520.7 | 819.52 | 358.67 | 625.01 | 983.68
VB7-2-#4-#4 | 0.699 | 1.218 | 1.917 | 0.839 | 1.462 | 2.3 | 298.82 | 520.7 | 819.52 | 358.67 | 625.01 | 983.68
VB7-2 | 0.699 | 1.218 | 1.917 | 0.839 | 1.462 | 2.3 | 298.82 | 520.7 | 819.52 | 358.67 | 625.01 | 983.68
VB7-2-S | 0.699 | 1.218 | 1.917 | 0.839 | 1.462 | 2.3 | 298.82 | 520.7 | 819.52 | 358.67 | 625.01 | 983.68
VB7-2-S-1/0-1/0 | 0.699 | 1.218 | 1.917 | 0.839 | 1.462 | 2.3 | 298.82 | 520.7 | 819.52 | 358.67 | 625.01 | 983.68
VB7-2-S-1/0-#4 | 0.699 | 1.218 | 1.917 | 0.839 | 1.462 | 2.3 | 298.82 | 520.7 | 819.52 | 358.67 | 625.01 | 983.68
VB7-2-S-#4-#4 | 0.699 | 1.218 | 1.917 | 0.839 | 1.462 | 2.3 | 298.82 | 520.7 | 819.52 | 358.67 | 625.01 | 983.68
VB7-3 | 0.79 | 1.218 | 2.008 | 0.948 | 1.462 | 2.41 | 337.73 | 520.7 | 858.43 | 405.27 | 625.01 | 1030.28
VB7-4X | 0.608 | 0.852 | 1.46 | 0.73 | 1.022 | 1.752 | 259.92 | 364.23 | 624.15 | 312.08 | 436.91 | 748.99
VB7-4X-1/0-#4 | 0.608 | 0.852 | 1.46 | 0.73 | 1.022 | 1.752 | 259.92 | 364.23 | 624.15 | 312.08 | 436.91 | 748.99
VB7-4X-#4-#4 | 0.608 | 0.852 | 1.46 | 0.73 | 1.022 | 1.752 | 259.92 | 364.23 | 624.15 | 312.08 | 436.91 | 748.99
VB7-5X | 0.608 | 0.852 | 1.46 | 0.73 | 1.022 | 1.752 | 259.92 | 364.23 | 624.15 | 312.08 | 436.91 | 748.99
VB7-5X-1/0-#4 | 0.608 | 0.852 | 1.46 | 0.73 | 1.022 | 1.752 | 259.92 | 364.23 | 624.15 | 312.08 | 436.91 | 748.99
VB7-5X-#4-#4 | 0.608 | 0.852 | 1.46 | 0.73 | 1.022 | 1.752 | 259.92 | 364.23 | 624.15 | 312.08 | 436.91 | 748.99
VB7-6X-A | 0.608 | 0.852 | 1.46 | 0.73 | 1.022 | 1.752 | 259.92 | 364.23 | 624.15 | 312.08 | 436.91 | 748.99
VB7-6X-B | 0.608 | 0.852 | 1.46 | 0.73 | 1.022 | 1.752 | 259.92 | 364.23 | 624.15 | 312.08 | 436.91 | 748.99
VB7-6X-C | 0.608 | 0.852 | 1.46 | 0.73 | 1.022 | 1.752 | 259.92 | 364.23 | 624.15 | 312.08 | 436.91 | 748.99
VB7-6X-#4-#4 | 0.608 | 0.852 | 1.46 | 0.73 | 1.022 | 1.752 | 259.92 | 364.23 | 624.15 | 312.08 | 436.91 | 748.99
VB7-6X-1/0-#4 | 0.608 | 0.852 | 1.46 | 0.73 | 1.022 | 1.752 | 259.92 | 364.23 | 624.15 | 312.08 | 436.91 | 748.99
VB7-6X-1/0-1/0 | 0.608 | 0.852 | 1.46 | 0.73 | 1.022 | 1.752 | 259.92 | 364.23 | 624.15 | 312.08 | 436.91 | 748.99
VB7-S | 0.777 | 1.112 | 1.889 | 0.932 | 1.334 | 2.267 | 332.17 | 475.38 | 807.55 | 398.43 | 570.29 | 968.72
VB7-S-#4-#4 | 0.777 | 1.112 | 1.889 | 0.932 | 1.334 | 2.267 | 332.17 | 475.38 | 807.55 | 398.43 | 570.29 | 968.72
VB7-S-1/0-#4 | 0.777 | 1.112 | 1.889 | 0.932 | 1.334 | 2.267 | 332.17 | 475.38 | 807.55 | 398.43 | 570.29 | 968.72
VB7-S-1/0-1/0 | 0.777 | 1.112 | 1.889 | 0.932 | 1.334 | 2.267 | 332.17 | 475.38 | 807.55 | 398.43 | 570.29 | 968.72
VB8 | 0.75 | 1.18 | 1.93 | 0.9 | 1.416 | 2.316 | 320.63 | 504.45 | 825.08 | 384.75 | 605.34 | 990.09
VB8-EP | 0.75 | 1.18 | 1.93 | 0.9 | 1.416 | 2.316 | 320.63 | 504.45 | 825.08 | 384.75 | 605.34 | 990.09
VB8-1/0-1/0 | 0.805 | 1.267 | 2.072 | 0.966 | 1.52 | 2.486 | 344.14 | 541.64 | 885.78 | 412.97 | 649.8 | 1062.77
VB8-1/0-#4 | 0.805 | 1.267 | 2.072 | 0.966 | 1.52 | 2.486 | 344.14 | 541.64 | 885.78 | 412.97 | 649.8 | 1062.77
VB8-#4-#4 | 0.805 | 1.267 | 2.072 | 0.966 | 1.52 | 2.486 | 344.14 | 541.64 | 885.78 | 412.97 | 649.8 | 1062.77
VB8-3 | 0.805 | 1.267 | 2.072 | 0.966 | 1.52 | 2.486 | 344.14 | 541.64 | 885.78 | 412.97 | 649.8 | 1062.77
VB8-3-1/0-1/0 | 0.805 | 1.267 | 2.072 | 0.966 | 1.52 | 2.486 | 344.14 | 541.64 | 885.78 | 412.97 | 649.8 | 1062.77
VB8-3-1/0-#4 | 0.805 | 1.267 | 2.072 | 0.966 | 1.52 | 2.486 | 344.14 | 541.64 | 885.78 | 412.97 | 649.8 | 1062.77
VB8-3-#4-#4 | 0.855 | 1.335 | 2.19 | 1.026 | 1.602 | 2.628 | 365.51 | 570.71 | 936.22 | 438.62 | 684.86 | 1123.48
VB8-3-S | 0.855 | 1.335 | 2.19 | 1.026 | 1.602 | 2.628 | 365.51 | 570.71 | 936.22 | 438.62 | 684.86 | 1123.48
VB8-3-S-1/0-1/0 | 0.855 | 1.335 | 2.19 | 1.026 | 1.602 | 2.628 | 365.51 | 570.71 | 936.22 | 438.62 | 684.86 | 1123.48
VB8-3-S-1/0-#4 | 0.855 | 1.335 | 2.19 | 1.026 | 1.602 | 2.628 | 365.51 | 570.71 | 936.22 | 438.62 | 684.86 | 1123.48
VB8-3-S-#4-#4 | 0.855 | 1.335 | 2.19 | 1.026 | 1.602 | 2.628 | 365.51 | 570.71 | 936.22 | 438.62 | 684.86 | 1123.48
VB9-1-1/0-1/0 | 0.64 | 0.96 | 1.6 | 0.768 | 1.152 | 1.92 | 273.6 | 410.4 | 684 | 328.32 | 492.48 | 820.8
VB9-1-1/0-#4 | 0.64 | 0.96 | 1.6 | 0.768 | 1.152 | 1.92 | 273.6 | 410.4 | 684 | 328.32 | 492.48 | 820.8
VB9-1-#4-#4 | 0.64 | 0.96 | 1.6 | 0.768 | 1.152 | 1.92 | 273.6 | 410.4 | 684 | 328.32 | 492.48 | 820.8
VB9-1 | 0.64 | 0.96 | 1.6 | 0.768 | 1.152 | 1.92 | 273.6 | 410.4 | 684 | 328.32 | 492.48 | 820.8
VB9-1/0-1/0 | 0.34 | 0.5 | 0.84 | 0.408 | 0.6 | 1.008 | 145.35 | 213.75 | 359.1 | 174.42 | 256.5 | 430.92
VB9-1/0-#4 | 0.34 | 0.5 | 0.84 | 0.408 | 0.6 | 1.008 | 145.35 | 213.75 | 359.1 | 174.42 | 256.5 | 430.92
VB9-#4-#4 | 0.34 | 0.5 | 0.84 | 0.408 | 0.6 | 1.008 | 145.35 | 213.75 | 359.1 | 174.42 | 256.5 | 430.92
VB9 | 0.34 | 0.5 | 0.84 | 0.408 | 0.6 | 1.008 | 145.35 | 213.75 | 359.1 | 174.42 | 256.5 | 430.92
VC1 | 0.51 | 0.6 | 1.11 | 0.612 | 0.72 | 1.332 | 218.03 | 256.5 | 474.53 | 261.63 | 307.8 | 569.43
VC1-NN | 0.459 | 0.54 | 0.999 | 0.551 | 0.648 | 1.199 | 196.22 | 230.85 | 427.07 | 235.55 | 277.02 | 512.57
VC1-#4-#4 | 0.51 | 0.6 | 1.11 | 0.612 | 0.72 | 1.332 | 218.03 | 256.5 | 474.53 | 261.63 | 307.8 | 569.43
VC1-1/0-#4 | 0.51 | 0.6 | 1.11 | 0.612 | 0.72 | 1.332 | 218.03 | 256.5 | 474.53 | 261.63 | 307.8 | 569.43
VC1-1/0-1/0 | 0.51 | 0.6 | 1.11 | 0.612 | 0.72 | 1.332 | 218.03 | 256.5 | 474.53 | 261.63 | 307.8 | 569.43
VC1-4/0-1/0 | 0.51 | 0.6 | 1.11 | 0.612 | 0.72 | 1.332 | 218.03 | 256.5 | 474.53 | 261.63 | 307.8 | 569.43
VC1-336-336 | 0.51 | 0.6 | 1.11 | 0.612 | 0.72 | 1.332 | 218.03 | 256.5 | 474.53 | 261.63 | 307.8 | 569.43
VC1-336-4/0 | 0.51 | 0.6 | 1.11 | 0.612 | 0.72 | 1.332 | 218.03 | 256.5 | 474.53 | 261.63 | 307.8 | 569.43
VC1-1 | 0.652 | 1.003 | 1.655 | 0.782 | 1.204 | 1.986 | 278.73 | 428.78 | 707.51 | 334.31 | 514.71 | 849.02
VC1-10-1/0-#4 | 0.6874 | 1.058 | 1.7454 | 0.825 | 1.27 | 2.094 | 293.86 | 452.3 | 746.16 | 352.69 | 542.93 | 895.62
VC1-1-1/0-1/0 | 0.652 | 1.003 | 1.655 | 0.782 | 1.204 | 1.986 | 278.73 | 428.78 | 707.51 | 334.31 | 514.71 | 849.02
VC1-1-1/0-#4 | 0.652 | 1.003 | 1.655 | 0.782 | 1.204 | 1.986 | 278.73 | 428.78 | 707.51 | 334.31 | 514.71 | 849.02
VC1-1-336-336 | 0.652 | 1.003 | 1.655 | 0.782 | 1.204 | 1.986 | 278.73 | 428.78 | 707.51 | 334.31 | 514.71 | 849.02
VC1-1-336-4/0 | 0.652 | 1.003 | 1.655 | 0.782 | 1.204 | 1.986 | 278.73 | 428.78 | 707.51 | 334.31 | 514.71 | 849.02
VC1-1-4/0-1/0 | 0.652 | 1.003 | 1.655 | 0.782 | 1.204 | 1.986 | 278.73 | 428.78 | 707.51 | 334.31 | 514.71 | 849.02
VC1-1-#4-#4 | 0.652 | 1.003 | 1.655 | 0.782 | 1.204 | 1.986 | 278.73 | 428.78 | 707.51 | 334.31 | 514.71 | 849.02
VC1-10 | 0.6874 | 1.058 | 1.7454 | 0.825 | 1.27 | 2.094 | 293.86 | 452.3 | 746.16 | 352.69 | 542.93 | 895.62
VC1-2P | 0.51 | 0.6 | 1.11 | 0.612 | 0.72 | 1.332 | 218.03 | 256.5 | 474.53 | 261.63 | 307.8 | 569.43
VC1-2P(NN) | 0.459 | 0.54 | 0.999 | 0.551 | 0.648 | 1.199 | 196.22 | 230.85 | 427.07 | 235.55 | 277.02 | 512.57
VC1-2(10' ARM) | 0.561 | 0.66 | 1.221 | 0.673 | 0.792 | 1.465 | 239.83 | 282.15 | 521.98 | 287.71 | 338.58 | 626.29
VC1-2-1/0-1/0 | 0.51 | 0.6 | 1.11 | 0.612 | 0.72 | 1.332 | 218.03 | 256.5 | 474.53 | 261.63 | 307.8 | 569.43
VC1-2-1/0-#4 | 0.51 | 0.6 | 1.11 | 0.612 | 0.72 | 1.332 | 218.03 | 256.5 | 474.53 | 261.63 | 307.8 | 569.43
VC1-2-#4-#4 | 0.51 | 0.6 | 1.11 | 0.612 | 0.72 | 1.332 | 218.03 | 256.5 | 474.53 | 261.63 | 307.8 | 569.43
VC1-2-336-336 | 0.51 | 0.6 | 1.11 | 0.612 | 0.72 | 1.332 | 218.03 | 256.5 | 474.53 | 261.63 | 307.8 | 569.43
VC1-2-336-4/0 | 0.51 | 0.6 | 1.11 | 0.612 | 0.72 | 1.332 | 218.03 | 256.5 | 474.53 | 261.63 | 307.8 | 569.43
VC1-2-D | 0.51 | 0.6 | 1.11 | 0.612 | 0.72 | 1.332 | 218.03 | 256.5 | 474.53 | 261.63 | 307.8 | 569.43
VC1-2-4/0-1/0 | 0.51 | 0.6 | 1.11 | 0.612 | 0.72 | 1.332 | 218.03 | 256.5 | 474.53 | 261.63 | 307.8 | 569.43
VC1-3 | 0.652 | 1.003 | 1.655 | 0.782 | 1.204 | 1.986 | 278.73 | 428.78 | 707.51 | 334.31 | 514.71 | 849.02
VC1-3-1/0-1/0 | 0.652 | 1.003 | 1.655 | 0.782 | 1.204 | 1.986 | 278.73 | 428.78 | 707.51 | 334.31 | 514.71 | 849.02
VC1-3-1/0-#4 | 0.652 | 1.003 | 1.655 | 0.782 | 1.204 | 1.986 | 278.73 | 428.78 | 707.51 | 334.31 | 514.71 | 849.02
VC1-3-336-336 | 0.652 | 1.003 | 1.655 | 0.782 | 1.204 | 1.986 | 278.73 | 428.78 | 707.51 | 334.31 | 514.71 | 849.02
VC1-3-336-4/0 | 0.652 | 1.003 | 1.655 | 0.782 | 1.204 | 1.986 | 278.73 | 428.78 | 707.51 | 334.31 | 514.71 | 849.02
VC1-3-4/0-1/0 | 0.652 | 1.003 | 1.655 | 0.782 | 1.204 | 1.986 | 278.73 | 428.78 | 707.51 | 334.31 | 514.71 | 849.02
VC1-3-#4-#4 | 0.652 | 1.003 | 1.655 | 0.782 | 1.204 | 1.986 | 278.73 | 428.78 | 707.51 | 334.31 | 514.71 | 849.02
VC1-N | 0.373 | 0.574 | 0.947 | 0.448 | 0.689 | 1.136 | 159.46 | 245.39 | 404.85 | 191.52 | 294.55 | 486.07
VC1-N-1/0-1/0 | 0.373 | 0.574 | 0.947 | 0.448 | 0.689 | 1.136 | 159.46 | 245.39 | 404.85 | 191.52 | 294.55 | 486.07
VC1-N-1/0-#4 | 0.373 | 0.574 | 0.947 | 0.448 | 0.689 | 1.136 | 159.46 | 245.39 | 404.85 | 191.52 | 294.55 | 486.07
VC1-N-336-336 | 0.373 | 0.574 | 0.947 | 0.448 | 0.689 | 1.136 | 159.46 | 245.39 | 404.85 | 191.52 | 294.55 | 486.07
VC1-N-336-4/0 | 0.373 | 0.574 | 0.947 | 0.448 | 0.689 | 1.136 | 159.46 | 245.39 | 404.85 | 191.52 | 294.55 | 486.07
VC1-N-4/0-1/0 | 0.373 | 0.574 | 0.947 | 0.448 | 0.689 | 1.136 | 159.46 | 245.39 | 404.85 | 191.52 | 294.55 | 486.07
VC1-N-#4-#4 | 0.373 | 0.574 | 0.947 | 0.448 | 0.689 | 1.136 | 159.46 | 245.39 | 404.85 | 191.52 | 294.55 | 486.07
VC1-P-1/0-1/0 | 0.373 | 0.574 | 0.947 | 0.448 | 0.689 | 1.136 | 159.46 | 245.39 | 404.85 | 191.52 | 294.55 | 486.07
VC1-P-1/0-#4 | 0.373 | 0.574 | 0.947 | 0.448 | 0.689 | 1.136 | 159.46 | 245.39 | 404.85 | 191.52 | 294.55 | 486.07
VC1-P-336-336 | 0.373 | 0.574 | 0.947 | 0.448 | 0.689 | 1.136 | 159.46 | 245.39 | 404.85 | 191.52 | 294.55 | 486.07
VC1-P-336-4/0 | 0.373 | 0.574 | 0.947 | 0.448 | 0.689 | 1.136 | 159.46 | 245.39 | 404.85 | 191.52 | 294.55 | 486.07
VC1-P-4/0-1/0 | 0.373 | 0.574 | 0.947 | 0.448 | 0.689 | 1.136 | 159.46 | 245.39 | 404.85 | 191.52 | 294.55 | 486.07
VC1-P-#4-#4 | 0.373 | 0.574 | 0.947 | 0.448 | 0.689 | 1.136 | 159.46 | 245.39 | 404.85 | 191.52 | 294.55 | 486.07
VC1-P | 0.373 | 0.574 | 0.947 | 0.448 | 0.689 | 1.136 | 159.46 | 245.39 | 404.85 | 191.52 | 294.55 | 486.07
VPC1-NPX | 0.373 | 0.574 | 0.947 | 0.448 | 0.689 | 1.136 | 159.46 | 245.39 | 404.85 | 191.52 | 294.55 | 486.07
VPC1-X | 0.373 | 0.574 | 0.947 | 0.448 | 0.689 | 1.136 | 159.46 | 245.39 | 404.85 | 191.52 | 294.55 | 486.07
V2-C2-NP | 0.373 | 0.574 | 0.947 | 0.448 | 0.689 | 1.136 | 159.46 | 245.39 | 404.85 | 191.52 | 294.55 | 486.07
VC2 | 0.652 | 1.003 | 1.655 | 0.782 | 1.204 | 1.986 | 278.73 | 428.78 | 707.51 | 334.31 | 514.71 | 849.02
VC2-B | 0.652 | 1.003 | 1.655 | 0.782 | 1.204 | 1.986 | 278.73 | 428.78 | 707.51 | 334.31 | 514.71 | 849.02
VC2-NN | 0.5868 | 0.9027 | 1.4895 | 0.704 | 1.083 | 1.787 | 250.86 | 385.9 | 636.76 | 300.96 | 462.98 | 763.94
VC2-336-336 | 0.652 | 1.003 | 1.655 | 0.782 | 1.204 | 1.986 | 278.73 | 428.78 | 707.51 | 334.31 | 514.71 | 849.02
VC2-336-4/0 | 0.652 | 1.003 | 1.655 | 0.782 | 1.204 | 1.986 | 278.73 | 428.78 | 707.51 | 334.31 | 514.71 | 849.02
VC2-4/0-1/0 | 0.652 | 1.003 | 1.655 | 0.782 | 1.204 | 1.986 | 278.73 | 428.78 | 707.51 | 334.31 | 514.71 | 849.02
VC2-1/0-1/0 | 0.652 | 1.003 | 1.655 | 0.782 | 1.204 | 1.986 | 278.73 | 428.78 | 707.51 | 334.31 | 514.71 | 849.02
VC2-1/0-#4 | 0.652 | 1.003 | 1.655 | 0.782 | 1.204 | 1.986 | 278.73 | 428.78 | 707.51 | 334.31 | 514.71 | 849.02
VC2-#4-#4 | 0.652 | 1.003 | 1.655 | 0.782 | 1.204 | 1.986 | 278.73 | 428.78 | 707.51 | 334.31 | 514.71 | 849.02
VC2-10 | 0.652 | 1.003 | 1.655 | 0.782 | 1.204 | 1.986 | 278.73 | 428.78 | 707.51 | 334.31 | 514.71 | 849.02
VC2-NPP | 0.652 | 1.003 | 1.655 | 0.782 | 1.204 | 1.986 | 278.73 | 428.78 | 707.51 | 334.31 | 514.71 | 849.02
VC2-1 | 0.652 | 1.003 | 1.655 | 0.782 | 1.204 | 1.986 | 278.73 | 428.78 | 707.51 | 334.31 | 514.71 | 849.02
VC2-1-1/0-1/0 | 0.652 | 1.003 | 1.655 | 0.782 | 1.204 | 1.986 | 278.73 | 428.78 | 707.51 | 334.31 | 514.71 | 849.02
VC2-1-1/0-#4 | 0.652 | 1.003 | 1.655 | 0.782 | 1.204 | 1.986 | 278.73 | 428.78 | 707.51 | 334.31 | 514.71 | 849.02
VC2-1-336-336 | 0.652 | 1.003 | 1.655 | 0.782 | 1.204 | 1.986 | 278.73 | 428.78 | 707.51 | 334.31 | 514.71 | 849.02
VC2-1-336-4/0 | 0.652 | 1.003 | 1.655 | 0.782 | 1.204 | 1.986 | 278.73 | 428.78 | 707.51 | 334.31 | 514.71 | 849.02
VC2-1-4/0-1/0 | 0.652 | 1.003 | 1.655 | 0.782 | 1.204 | 1.986 | 278.73 | 428.78 | 707.51 | 334.31 | 514.71 | 849.02
VC2-1-#4-#4 | 0.652 | 1.003 | 1.655 | 0.782 | 1.204 | 1.986 | 278.73 | 428.78 | 707.51 | 334.31 | 514.71 | 849.02
VC2-2P | 0.652 | 1.003 | 1.655 | 0.782 | 1.204 | 1.986 | 278.73 | 428.78 | 707.51 | 334.31 | 514.71 | 849.02
VC2-2P-SP | 0.652 | 1.003 | 1.655 | 0.782 | 1.204 | 1.986 | 278.73 | 428.78 | 707.51 | 334.31 | 514.71 | 849.02
VC2-2P(NN) | 0.652 | 1.003 | 1.655 | 0.782 | 1.204 | 1.986 | 278.73 | 428.78 | 707.51 | 334.31 | 514.71 | 849.02
VC2-2-1/0-1/0 | 0.652 | 1.003 | 1.655 | 0.782 | 1.204 | 1.986 | 278.73 | 428.78 | 707.51 | 334.31 | 514.71 | 849.02
VC2-2-1/0-#4 | 0.652 | 1.003 | 1.655 | 0.782 | 1.204 | 1.986 | 278.73 | 428.78 | 707.51 | 334.31 | 514.71 | 849.02
VC2-2-4/0-1/0 | 0.652 | 1.003 | 1.655 | 0.782 | 1.204 | 1.986 | 278.73 | 428.78 | 707.51 | 334.31 | 514.71 | 849.02
VC2-2-#4-#4 | 0.652 | 1.003 | 1.655 | 0.782 | 1.204 | 1.986 | 278.73 | 428.78 | 707.51 | 334.31 | 514.71 | 849.02
VC2-2-336-4/0 | 0.652 | 1.003 | 1.655 | 0.782 | 1.204 | 1.986 | 278.73 | 428.78 | 707.51 | 334.31 | 514.71 | 849.02
VC2-2-336-336 | 0.652 | 1.003 | 1.655 | 0.782 | 1.204 | 1.986 | 278.73 | 428.78 | 707.51 | 334.31 | 514.71 | 849.02
VC2-3P | 0.6683 | 1.0281 | 1.6964 | 0.802 | 1.234 | 2.036 | 285.7 | 439.5 | 725.2 | 342.86 | 527.54 | 870.4
VPC2-X | 0.5868 | 0.9027 | 1.4895 | 0.704 | 1.083 | 1.787 | 250.86 | 385.9 | 636.76 | 300.96 | 462.98 | 763.94
VC3 | 0.444 | 0.8 | 1.244 | 0.533 | 0.96 | 1.493 | 189.81 | 342 | 531.81 | 227.86 | 410.4 | 638.26
VC3-EP | 0.444 | 0.8 | 1.244 | 0.533 | 0.96 | 1.493 | 189.81 | 342 | 531.81 | 227.86 | 410.4 | 638.26
VC3L-EP | 0.444 | 0.8 | 1.244 | 0.533 | 0.96 | 1.493 | 189.81 | 342 | 531.81 | 227.86 | 410.4 | 638.26
VC3-1/0-1/0 | 0.444 | 0.8 | 1.244 | 0.533 | 0.96 | 1.493 | 189.81 | 342 | 531.81 | 227.86 | 410.4 | 638.26
VC3-1/0-#4 | 0.444 | 0.8 | 1.244 | 0.533 | 0.96 | 1.493 | 189.81 | 342 | 531.81 | 227.86 | 410.4 | 638.26
VC3-336-336 | 0.444 | 0.8 | 1.244 | 0.533 | 0.96 | 1.493 | 189.81 | 342 | 531.81 | 227.86 | 410.4 | 638.26
VC3-336-4/0 | 0.444 | 0.757 | 1.201 | 0.533 | 0.908 | 1.441 | 189.81 | 323.62 | 513.43 | 227.86 | 388.17 | 616.03
VC3-4/0-1/0 | 0.444 | 0.757 | 1.201 | 0.533 | 0.908 | 1.441 | 189.81 | 323.62 | 513.43 | 227.86 | 388.17 | 616.03
VC3-#4-#4 | 0.444 | 0.757 | 1.201 | 0.533 | 0.908 | 1.441 | 189.81 | 323.62 | 513.43 | 227.86 | 388.17 | 616.03
VC3-D | 0.444 | 0.757 | 1.201 | 0.533 | 0.908 | 1.441 | 189.81 | 323.62 | 513.43 | 227.86 | 388.17 | 616.03
VC4 | 0.637 | 1.274 | 1.911 | 0.764 | 1.529 | 2.293 | 272.32 | 544.64 | 816.96 | 326.61 | 653.65 | 980.26
VC4-1 | 0.768 | 1.182 | 1.95 | 0.922 | 1.418 | 2.34 | 328.32 | 505.31 | 833.63 | 394.16 | 606.2 | 1000.36
VC4-1-EP | 0.768 | 1.182 | 1.95 | 0.922 | 1.418 | 2.34 | 328.32 | 505.31 | 833.63 | 394.16 | 606.2 | 1000.36
VC4-1-4/0-1/0 | 0.768 | 1.182 | 1.95 | 0.922 | 1.418 | 2.34 | 328.32 | 505.31 | 833.63 | 394.16 | 606.2 | 1000.36
VC4-1-1/0-1/0 | 0.768 | 1.182 | 1.95 | 0.922 | 1.418 | 2.34 | 328.32 | 505.31 | 833.63 | 394.16 | 606.2 | 1000.36
VC4-1-1/0-#4 | 0.768 | 1.182 | 1.95 | 0.922 | 1.418 | 2.34 | 328.32 | 505.31 | 833.63 | 394.16 | 606.2 | 1000.36
VC4-1-#4-#4 | 0.768 | 1.182 | 1.95 | 0.922 | 1.418 | 2.34 | 328.32 | 505.31 | 833.63 | 394.16 | 606.2 | 1000.36
VC4-1-336-336 | 0.89 | 1.37 | 2.26 | 1.068 | 1.644 | 2.712 | 380.48 | 585.68 | 966.16 | 456.57 | 702.81 | 1159.38
VC4-1-336-4/0 | 0.89 | 1.37 | 2.26 | 1.068 | 1.644 | 2.712 | 380.48 | 585.68 | 966.16 | 456.57 | 702.81 | 1159.38
VC4-1-S-1/0-1/0 | 0.768 | 1.182 | 1.95 | 0.922 | 1.418 | 2.34 | 328.32 | 505.31 | 833.63 | 394.16 | 606.2 | 1000.36
VC4-1-S-1/0-#4 | 0.768 | 1.182 | 1.95 | 0.922 | 1.418 | 2.34 | 328.32 | 505.31 | 833.63 | 394.16 | 606.2 | 1000.36
VC4-1-S-336-336 | 0.89 | 1.37 | 2.26 | 1.068 | 1.644 | 2.712 | 380.48 | 585.68 | 966.16 | 456.57 | 702.81 | 1159.38
VC4-1-S-336-4/0 | 0.89 | 1.37 | 2.26 | 1.068 | 1.644 | 2.712 | 380.48 | 585.68 | 966.16 | 456.57 | 702.81 | 1159.38
VC4-1-S-4/0-1/0 | 0.768 | 1.182 | 1.95 | 0.922 | 1.418 | 2.34 | 328.32 | 505.31 | 833.63 | 394.16 | 606.2 | 1000.36
VC4-1-S-#4-#4 | 0.768 | 1.182 | 1.95 | 0.922 | 1.418 | 2.34 | 328.32 | 505.31 | 833.63 | 394.16 | 606.2 | 1000.36
VC4-1-S | 0.768 | 1.182 | 1.95 | 0.922 | 1.418 | 2.34 | 328.32 | 505.31 | 833.63 | 394.16 | 606.2 | 1000.36
VC5 | 0.707 | 0.96 | 1.667 | 0.848 | 1.152 | 2 | 302.24 | 410.4 | 712.64 | 362.52 | 492.48 | 855
VC5-1 | 0.771 | 1.056 | 1.827 | 0.925 | 1.267 | 2.192 | 329.6 | 451.44 | 781.04 | 395.44 | 541.64 | 937.08
VC5-1-EP | 0.771 | 1.056 | 1.827 | 0.925 | 1.267 | 2.192 | 329.6 | 451.44 | 781.04 | 395.44 | 541.64 | 937.08
VC5-1-S | 0.771 | 1.056 | 1.827 | 0.925 | 1.267 | 2.192 | 329.6 | 451.44 | 781.04 | 395.44 | 541.64 | 937.08
VC5-1-S-1/0-1/0 | 0.771 | 1.056 | 1.827 | 0.925 | 1.267 | 2.192 | 329.6 | 451.44 | 781.04 | 395.44 | 541.64 | 937.08
VC5-1-S-1/0-#4 | 0.771 | 1.056 | 1.827 | 0.925 | 1.267 | 2.192 | 329.6 | 451.44 | 781.04 | 395.44 | 541.64 | 937.08
VC5-1-S-#4-#4 | 0.771 | 1.056 | 1.827 | 0.925 | 1.267 | 2.192 | 329.6 | 451.44 | 781.04 | 395.44 | 541.64 | 937.08
VC5-1-S-4/0-1/0 | 0.771 | 1.056 | 1.827 | 0.925 | 1.267 | 2.192 | 329.6 | 451.44 | 781.04 | 395.44 | 541.64 | 937.08
VC5-1-S-336-336 | 0.771 | 1.056 | 1.827 | 0.925 | 1.267 | 2.192 | 329.6 | 451.44 | 781.04 | 395.44 | 541.64 | 937.08
VC5-1-S-336-4/0 | 0.771 | 1.056 | 1.827 | 0.925 | 1.267 | 2.192 | 329.6 | 451.44 | 781.04 | 395.44 | 541.64 | 937.08
VC5-1-1/0-1/0 | 0.771 | 1.056 | 1.827 | 0.925 | 1.267 | 2.192 | 329.6 | 451.44 | 781.04 | 395.44 | 541.64 | 937.08
VC5-1-1/0-#4 | 0.771 | 1.056 | 1.827 | 0.925 | 1.267 | 2.192 | 329.6 | 451.44 | 781.04 | 395.44 | 541.64 | 937.08
VC5-1-336-336 | 0.771 | 1.056 | 1.827 | 0.925 | 1.267 | 2.192 | 329.6 | 451.44 | 781.04 | 395.44 | 541.64 | 937.08
VC5-1-336-4/0 | 0.771 | 1.056 | 1.827 | 0.925 | 1.267 | 2.192 | 329.6 | 451.44 | 781.04 | 395.44 | 541.64 | 937.08
VC5-1-4/0-1/0 | 0.771 | 1.056 | 1.827 | 0.925 | 1.267 | 2.192 | 329.6 | 451.44 | 781.04 | 395.44 | 541.64 | 937.08
VC5-1-#4-#4 | 0.771 | 1.056 | 1.827 | 0.925 | 1.267 | 2.192 | 329.6 | 451.44 | 781.04 | 395.44 | 541.64 | 937.08
VC7 | 1.06 | 1.67 | 2.73 | 1.272 | 2.004 | 3.276 | 453.15 | 713.93 | 1167.08 | 543.78 | 856.71 | 1400.49
VC7-EP | 1.06 | 1.67 | 2.73 | 1.272 | 2.004 | 3.276 | 453.15 | 713.93 | 1167.08 | 543.78 | 856.71 | 1400.49
VC7-A-EP | 1.007 | 1.5865 | 2.5935 | 1.208 | 1.904 | 3.112 | 430.49 | 678.23 | 1108.72 | 516.42 | 813.96 | 1330.38
VC7-A-EP-NN | 0.954 | 1.503 | 2.457 | 1.145 | 1.804 | 2.948 | 407.84 | 642.53 | 1050.37 | 489.49 | 771.21 | 1260.7
VC7-A-L-EP | 1.06 | 1.67 | 2.73 | 1.272 | 2.004 | 3.276 | 453.15 | 713.93 | 1167.08 | 543.78 | 856.71 | 1400.49
VC7-A-X-L-EP | 1.06 | 1.67 | 2.73 | 1.272 | 2.004 | 3.276 | 453.15 | 713.93 | 1167.08 | 543.78 | 856.71 | 1400.49
VC7-336-336 | 1.06 | 1.67 | 2.73 | 1.272 | 2.004 | 3.276 | 453.15 | 713.93 | 1167.08 | 543.78 | 856.71 | 1400.49
VC7-336-4/0 | 1.06 | 1.67 | 2.73 | 1.272 | 2.004 | 3.276 | 453.15 | 713.93 | 1167.08 | 543.78 | 856.71 | 1400.49
VC7-4/0-1/0 | 1.06 | 1.67 | 2.73 | 1.272 | 2.004 | 3.276 | 453.15 | 713.93 | 1167.08 | 543.78 | 856.71 | 1400.49
VC7-1/0-1/0 | 1.06 | 1.67 | 2.73 | 1.272 | 2.004 | 3.276 | 453.15 | 713.93 | 1167.08 | 543.78 | 856.71 | 1400.49
VC7-1/0-#4 | 1.06 | 1.67 | 2.73 | 1.272 | 2.004 | 3.276 | 453.15 | 713.93 | 1167.08 | 543.78 | 856.71 | 1400.49
VC7-#4-#4 | 1.06 | 1.67 | 2.73 | 1.272 | 2.004 | 3.276 | 453.15 | 713.93 | 1167.08 | 543.78 | 856.71 | 1400.49
VC7-S-#4-#4 | 1.06 | 1.67 | 2.73 | 1.272 | 2.004 | 3.276 | 453.15 | 713.93 | 1167.08 | 543.78 | 856.71 | 1400.49
VC7-S-D | 1.06 | 1.67 | 2.73 | 1.272 | 2.004 | 3.276 | 453.15 | 713.93 | 1167.08 | 543.78 | 856.71 | 1400.49
VC7-NA-EP | 0.795 | 1.2525 | 2.0475 | 0.954 | 1.503 | 2.457 | 339.86 | 535.44 | 875.3 | 407.84 | 642.53 | 1050.37
VC7-1 | 1.06 | 1.67 | 2.73 | 1.272 | 2.004 | 3.276 | 453.15 | 713.93 | 1167.08 | 543.78 | 856.71 | 1400.49
VC7-1-EP | 1.06 | 1.67 | 2.73 | 1.272 | 2.004 | 3.276 | 453.15 | 713.93 | 1167.08 | 543.78 | 856.71 | 1400.49
VC7-L-EP | 1.06 | 1.67 | 2.73 | 1.272 | 2.004 | 3.276 | 453.15 | 713.93 | 1167.08 | 543.78 | 856.71 | 1400.49
VC7-1-X-EP | 1.06 | 1.67 | 2.73 | 1.272 | 2.004 | 3.276 | 453.15 | 713.93 | 1167.08 | 543.78 | 856.71 | 1400.49
VC7-1-X | 1.06 | 1.67 | 2.73 | 1.272 | 2.004 | 3.276 | 453.15 | 713.93 | 1167.08 | 543.78 | 856.71 | 1400.49
VC7-1-NN | 1.007 | 1.5865 | 2.5935 | 1.208 | 1.904 | 3.112 | 430.49 | 678.23 | 1108.72 | 516.42 | 813.96 | 1330.38
VC7-1X | 1.219 | 1.9205 | 3.1395 | 1.463 | 2.305 | 3.767 | 521.12 | 821.01 | 1342.13 | 625.43 | 985.39 | 1610.82
VC7-1-1/0-#4 | 1.06 | 1.67 | 2.73 | 1.272 | 2.004 | 3.276 | 453.15 | 713.93 | 1167.08 | 543.78 | 856.71 | 1400.49
VC7-1-1/0-1/0 | 1.06 | 1.67 | 2.73 | 1.272 | 2.004 | 3.276 | 453.15 | 713.93 | 1167.08 | 543.78 | 856.71 | 1400.49
VC7-1-336-336 | 1.06 | 1.67 | 2.73 | 1.272 | 2.004 | 3.276 | 453.15 | 713.93 | 1167.08 | 543.78 | 856.71 | 1400.49
VC7-1-336-4/0 | 1.06 | 1.67 | 2.73 | 1.272 | 2.004 | 3.276 | 453.15 | 713.93 | 1167.08 | 543.78 | 856.71 | 1400.49
VC7-1-4/0-1/0 | 1.06 | 1.67 | 2.73 | 1.272 | 2.004 | 3.276 | 453.15 | 713.93 | 1167.08 | 543.78 | 856.71 | 1400.49
VC7-1-#4-#4 | 1.06 | 1.67 | 2.73 | 1.272 | 2.004 | 3.276 | 453.15 | 713.93 | 1167.08 | 543.78 | 856.71 | 1400.49
VC7-2 | 1.06 | 1.67 | 2.73 | 1.272 | 2.004 | 3.276 | 453.15 | 713.93 | 1167.08 | 543.78 | 856.71 | 1400.49
VC7-2-1/0-1/0 | 1.06 | 1.67 | 2.73 | 1.272 | 2.004 | 3.276 | 453.15 | 713.93 | 1167.08 | 543.78 | 856.71 | 1400.49
VC7-2-S | 1.06 | 1.67 | 2.73 | 1.272 | 2.004 | 3.276 | 453.15 | 713.93 | 1167.08 | 543.78 | 856.71 | 1400.49
VC7-2-S-#4-#4 | 1.06 | 1.67 | 2.73 | 1.272 | 2.004 | 3.276 | 453.15 | 713.93 | 1167.08 | 543.78 | 856.71 | 1400.49
VC7-2-S-1/0-#4 | 1.06 | 1.67 | 2.73 | 1.272 | 2.004 | 3.276 | 453.15 | 713.93 | 1167.08 | 543.78 | 856.71 | 1400.49
VC7-2-S-1/0-1/0 | 1.06 | 1.67 | 2.73 | 1.272 | 2.004 | 3.276 | 453.15 | 713.93 | 1167.08 | 543.78 | 856.71 | 1400.49
VC7-2-S-336-4/0 | 1.06 | 1.67 | 2.73 | 1.272 | 2.004 | 3.276 | 453.15 | 713.93 | 1167.08 | 543.78 | 856.71 | 1400.49
VC7-2-S-336-336 | 1.06 | 1.67 | 2.73 | 1.272 | 2.004 | 3.276 | 453.15 | 713.93 | 1167.08 | 543.78 | 856.71 | 1400.49
VC7-2-S-4/0-1/0 | 1.06 | 1.67 | 2.73 | 1.272 | 2.004 | 3.276 | 453.15 | 713.93 | 1167.08 | 543.78 | 856.71 | 1400.49
VC7-3 | 1.06 | 1.67 | 2.73 | 1.272 | 2.004 | 3.276 | 453.15 | 713.93 | 1167.08 | 543.78 | 856.71 | 1400.49
VC7-3-1/0-1/0 | 1.06 | 1.67 | 2.73 | 1.272 | 2.004 | 3.276 | 453.15 | 713.93 | 1167.08 | 543.78 | 856.71 | 1400.49
VC7-3-1/0-#4 | 1.06 | 1.67 | 2.73 | 1.272 | 2.004 | 3.276 | 453.15 | 713.93 | 1167.08 | 543.78 | 856.71 | 1400.49
VC7-3-336-336 | 1.06 | 1.67 | 2.73 | 1.272 | 2.004 | 3.276 | 453.15 | 713.93 | 1167.08 | 543.78 | 856.71 | 1400.49
VC7-3-336-4/0 | 1.06 | 1.67 | 2.73 | 1.272 | 2.004 | 3.276 | 453.15 | 713.93 | 1167.08 | 543.78 | 856.71 | 1400.49
VC7-3-4/0-1/0 | 1.06 | 1.67 | 2.73 | 1.272 | 2.004 | 3.276 | 453.15 | 713.93 | 1167.08 | 543.78 | 856.71 | 1400.49
VC7-3-#4-#4 | 1.06 | 1.67 | 2.73 | 1.272 | 2.004 | 3.276 | 453.15 | 713.93 | 1167.08 | 543.78 | 856.71 | 1400.49
VC7-4 | 1.06 | 1.67 | 2.73 | 1.272 | 2.004 | 3.276 | 453.15 | 713.93 | 1167.08 | 543.78 | 856.71 | 1400.49
VC7-4-1/0-1/0 | 1.06 | 1.67 | 2.73 | 1.272 | 2.004 | 3.276 | 453.15 | 713.93 | 1167.08 | 543.78 | 856.71 | 1400.49
VC7-4-1/0-#4 | 1.06 | 1.67 | 2.73 | 1.272 | 2.004 | 3.276 | 453.15 | 713.93 | 1167.08 | 543.78 | 856.71 | 1400.49
VC7-4-336-336 | 1.06 | 1.67 | 2.73 | 1.272 | 2.004 | 3.276 | 453.15 | 713.93 | 1167.08 | 543.78 | 856.71 | 1400.49
VC7-4-336-4/0 | 1.06 | 1.67 | 2.73 | 1.272 | 2.004 | 3.276 | 453.15 | 713.93 | 1167.08 | 543.78 | 856.71 | 1400.49
VC7-4-4/0-1/0 | 1.06 | 1.67 | 2.73 | 1.272 | 2.004 | 3.276 | 453.15 | 713.93 | 1167.08 | 543.78 | 856.71 | 1400.49
VC7-4-#4-#4 | 1.06 | 1.67 | 2.73 | 1.272 | 2.004 | 3.276 | 453.15 | 713.93 | 1167.08 | 543.78 | 856.71 | 1400.49
VC7-4X | 0.715 | 0.989 | 1.704 | 0.858 | 1.187 | 2.045 | 305.66 | 422.8 | 728.46 | 366.8 | 507.44 | 874.24
VC7-4X-1/0-1/0 | 0.715 | 0.989 | 1.704 | 0.858 | 1.187 | 2.045 | 305.66 | 422.8 | 728.46 | 366.8 | 507.44 | 874.24
VC7-4X-1/0-#4 | 0.715 | 0.989 | 1.704 | 0.858 | 1.187 | 2.045 | 305.66 | 422.8 | 728.46 | 366.8 | 507.44 | 874.24
VC7-4X-336-336 | 0.715 | 0.989 | 1.704 | 0.858 | 1.187 | 2.045 | 305.66 | 422.8 | 728.46 | 366.8 | 507.44 | 874.24
VC7-4X-336-4/0 | 0.715 | 0.989 | 1.704 | 0.858 | 1.187 | 2.045 | 305.66 | 422.8 | 728.46 | 366.8 | 507.44 | 874.24
VC7-4X-4/0-1/0 | 0.715 | 0.989 | 1.704 | 0.858 | 1.187 | 2.045 | 305.66 | 422.8 | 728.46 | 366.8 | 507.44 | 874.24
VC7-4X-#4-#4 | 0.715 | 0.989 | 1.704 | 0.858 | 1.187 | 2.045 | 305.66 | 422.8 | 728.46 | 366.8 | 507.44 | 874.24
VC7-5 | 1.14 | 2.03 | 3.17 | 1.368 | 2.436 | 3.804 | 487.35 | 867.83 | 1355.18 | 584.82 | 1041.39 | 1626.21
VC7-5-10 | 1.14 | 2.03 | 3.17 | 1.368 | 2.436 | 3.804 | 487.35 | 867.83 | 1355.18 | 584.82 | 1041.39 | 1626.21
VC7-5-10-336-336 | 1.14 | 2.03 | 3.17 | 1.368 | 2.436 | 3.804 | 487.35 | 867.83 | 1355.18 | 584.82 | 1041.39 | 1626.21
VC7-5-10-336-4/0 | 1.14 | 2.03 | 3.17 | 1.368 | 2.436 | 3.804 | 487.35 | 867.83 | 1355.18 | 584.82 | 1041.39 | 1626.21
VC7-5-1/0-1/0 | 1.14 | 2.03 | 3.17 | 1.368 | 2.436 | 3.804 | 487.35 | 867.83 | 1355.18 | 584.82 | 1041.39 | 1626.21
VC7-5-1/0-#4 | 1.14 | 2.03 | 3.17 | 1.368 | 2.436 | 3.804 | 487.35 | 867.83 | 1355.18 | 584.82 | 1041.39 | 1626.21
VC7-5-336-336 | 1.14 | 2.03 | 3.17 | 1.368 | 2.436 | 3.804 | 487.35 | 867.83 | 1355.18 | 584.82 | 1041.39 | 1626.21
VC7-5-336-4/0 | 1.14 | 2.03 | 3.17 | 1.368 | 2.436 | 3.804 | 487.35 | 867.83 | 1355.18 | 584.82 | 1041.39 | 1626.21
VC7-5-4/0-1/0 | 1.14 | 2.03 | 3.17 | 1.368 | 2.436 | 3.804 | 487.35 | 867.83 | 1355.18 | 584.82 | 1041.39 | 1626.21
VC7-5X | 0.848 | 1.027 | 1.875 | 1.018 | 1.232 | 2.25 | 362.52 | 439.04 | 801.56 | 435.2 | 526.68 | 961.88
VC7-5X-1/0-1/0 | 0.848 | 1.027 | 1.875 | 1.018 | 1.232 | 2.25 | 362.52 | 439.04 | 801.56 | 435.2 | 526.68 | 961.88
VC7-5X-1/0-#4 | 0.848 | 1.027 | 1.875 | 1.018 | 1.232 | 2.25 | 362.52 | 439.04 | 801.56 | 435.2 | 526.68 | 961.88
VC7-5X-336-336 | 0.848 | 1.027 | 1.875 | 1.018 | 1.232 | 2.25 | 362.52 | 439.04 | 801.56 | 435.2 | 526.68 | 961.88
VC7-5X-336-4/0 | 0.848 | 1.027 | 1.875 | 1.018 | 1.232 | 2.25 | 362.52 | 439.04 | 801.56 | 435.2 | 526.68 | 961.88
VC7-5X-4/0-1/0 | 0.848 | 1.027 | 1.875 | 1.018 | 1.232 | 2.25 | 362.52 | 439.04 | 801.56 | 435.2 | 526.68 | 961.88
VC7-5X-#4-#4 | 0.848 | 1.027 | 1.875 | 1.018 | 1.232 | 2.25 | 362.52 | 439.04 | 801.56 | 435.2 | 526.68 | 961.88
VC7-5-#4-#4 | 1.14 | 2.03 | 3.17 | 1.368 | 2.436 | 3.804 | 487.35 | 867.83 | 1355.18 | 584.82 | 1041.39 | 1626.21
VC7-6 | 1.06 | 1.67 | 2.73 | 1.272 | 2.004 | 3.276 | 453.15 | 713.93 | 1167.08 | 543.78 | 856.71 | 1400.49
VC7-6-4/0-1/0 | 1.06 | 1.67 | 2.73 | 1.272 | 2.004 | 3.276 | 453.15 | 713.93 | 1167.08 | 543.78 | 856.71 | 1400.49
VC7-6-E | 1.06 | 1.67 | 2.73 | 1.272 | 2.004 | 3.276 | 453.15 | 713.93 | 1167.08 | 543.78 | 856.71 | 1400.49
VC7-6-D | 1.06 | 1.67 | 2.73 | 1.272 | 2.004 | 3.276 | 453.15 | 713.93 | 1167.08 | 543.78 | 856.71 | 1400.49
VC7-6-336-4/0 | 1.06 | 1.67 | 2.73 | 1.272 | 2.004 | 3.276 | 453.15 | 713.93 | 1167.08 | 543.78 | 856.71 | 1400.49
VC7-6-336-336 | 1.06 | 1.67 | 2.73 | 1.272 | 2.004 | 3.276 | 453.15 | 713.93 | 1167.08 | 543.78 | 856.71 | 1400.49
VC7-6-S-336-336 | 1.06 | 1.67 | 2.73 | 1.272 | 2.004 | 3.276 | 453.15 | 713.93 | 1167.08 | 543.78 | 856.71 | 1400.49
VC7-6-SW-336-336 | 1.21 | 1.471 | 2.681 | 1.452 | 1.765 | 3.217 | 517.28 | 628.85 | 1146.13 | 620.73 | 754.54 | 1375.27
VC7-6-SW-D | 1.21 | 1.471 | 2.681 | 1.452 | 1.765 | 3.217 | 517.28 | 628.85 | 1146.13 | 620.73 | 754.54 | 1375.27
VC7-6-SW-E | 1.21 | 1.471 | 2.681 | 1.452 | 1.765 | 3.217 | 517.28 | 628.85 | 1146.13 | 620.73 | 754.54 | 1375.27
VC7-6-SW-F | 1.21 | 1.471 | 2.681 | 1.452 | 1.765 | 3.217 | 517.28 | 628.85 | 1146.13 | 620.73 | 754.54 | 1375.27
VC7-6-SW-336-4/0 | 1.21 | 1.471 | 2.681 | 1.452 | 1.765 | 3.217 | 517.28 | 628.85 | 1146.13 | 620.73 | 754.54 | 1375.27
VC7-6-SW-4/0-1/0 | 1.21 | 1.471 | 2.681 | 1.452 | 1.765 | 3.217 | 517.28 | 628.85 | 1146.13 | 620.73 | 754.54 | 1375.27
VC7-6X | 0.832 | 1.007 | 1.839 | 0.998 | 1.208 | 2.207 | 355.68 | 430.49 | 786.17 | 426.65 | 516.42 | 943.07
VC7-6X-#4-#4 | 0.832 | 1.007 | 1.839 | 0.998 | 1.208 | 2.207 | 355.68 | 430.49 | 786.17 | 426.65 | 516.42 | 943.07
VC7-6X-1/0-#4 | 0.832 | 1.007 | 1.839 | 0.998 | 1.208 | 2.207 | 355.68 | 430.49 | 786.17 | 426.65 | 516.42 | 943.07
VC7-6X-1/0-1/0 | 0.832 | 1.007 | 1.839 | 0.998 | 1.208 | 2.207 | 355.68 | 430.49 | 786.17 | 426.65 | 516.42 | 943.07
VC7-6X-4/0-1/0 | 0.832 | 1.007 | 1.839 | 0.998 | 1.208 | 2.207 | 355.68 | 430.49 | 786.17 | 426.65 | 516.42 | 943.07
VC7-6X-336-336 | 0.832 | 1.007 | 1.839 | 0.998 | 1.208 | 2.207 | 355.68 | 430.49 | 786.17 | 426.65 | 516.42 | 943.07
VC7-6X-336-4/0 | 0.832 | 1.007 | 1.839 | 0.998 | 1.208 | 2.207 | 355.68 | 430.49 | 786.17 | 426.65 | 516.42 | 943.07
VC7-8-4/0-1/0 | 1.1701 | 1.689 | 2.8591 | 1.404 | 2.027 | 3.431 | 500.22 | 722.05 | 1222.27 | 600.21 | 866.54 | 1466.75
VC7-8-336-336 | 1.1701 | 1.689 | 2.8591 | 1.404 | 2.027 | 3.431 | 500.22 | 722.05 | 1222.27 | 600.21 | 866.54 | 1466.75
VC7-8-336-4/0 | 1.1701 | 1.689 | 2.8591 | 1.404 | 2.027 | 3.431 | 500.22 | 722.05 | 1222.27 | 600.21 | 866.54 | 1466.75
VC7-8-SW-4/0-1/0 | 1.339 | 1.938 | 3.277 | 1.607 | 2.326 | 3.932 | 572.42 | 828.5 | 1400.92 | 686.99 | 994.37 | 1681.36
VC7-8-SW-336-4/0 | 1.339 | 1.938 | 3.277 | 1.607 | 2.326 | 3.932 | 572.42 | 828.5 | 1400.92 | 686.99 | 994.37 | 1681.36
VC7-8-SW-336-336 | 1.339 | 1.938 | 3.277 | 1.607 | 2.326 | 3.932 | 572.42 | 828.5 | 1400.92 | 686.99 | 994.37 | 1681.36
VC7-8-SW-D | 1.339 | 1.938 | 3.277 | 1.607 | 2.326 | 3.932 | 572.42 | 828.5 | 1400.92 | 686.99 | 994.37 | 1681.36
VC7-8-SW-E | 1.339 | 1.938 | 3.277 | 1.607 | 2.326 | 3.932 | 572.42 | 828.5 | 1400.92 | 686.99 | 994.37 | 1681.36
VC7-8-SW-F | 1.339 | 1.938 | 3.277 | 1.607 | 2.326 | 3.932 | 572.42 | 828.5 | 1400.92 | 686.99 | 994.37 | 1681.36
VC7-S | 1.06 | 1.67 | 2.73 | 1.272 | 2.004 | 3.276 | 453.15 | 713.93 | 1167.08 | 543.78 | 856.71 | 1400.49
VC7-S-336-336 | 1.06 | 1.67 | 2.73 | 1.272 | 2.004 | 3.276 | 453.15 | 713.93 | 1167.08 | 543.78 | 856.71 | 1400.49
VC7-S-1/0-#4 | 1.06 | 1.67 | 2.73 | 1.272 | 2.004 | 3.276 | 453.15 | 713.93 | 1167.08 | 543.78 | 856.71 | 1400.49
VC7-S-1/0-1/0 | 1.06 | 1.67 | 2.73 | 1.272 | 2.004 | 3.276 | 453.15 | 713.93 | 1167.08 | 543.78 | 856.71 | 1400.49
VC7-S-4/0-1/0 | 1.06 | 1.67 | 2.73 | 1.272 | 2.004 | 3.276 | 453.15 | 713.93 | 1167.08 | 543.78 | 856.71 | 1400.49
VC7-S-336-4/0 | 1.06 | 1.67 | 2.73 | 1.272 | 2.004 | 3.276 | 453.15 | 713.93 | 1167.08 | 543.78 | 856.71 | 1400.49
VC7-S-E | 1.06 | 1.67 | 2.73 | 1.272 | 2.004 | 3.276 | 453.15 | 713.93 | 1167.08 | 543.78 | 856.71 | 1400.49
VC7-X-EP | 1.219 | 1.9205 | 3.1395 | 1.463 | 2.305 | 3.767 | 521.12 | 821.01 | 1342.13 | 625.43 | 985.39 | 1610.82
VC7-X-L-EP | 1.219 | 1.9205 | 3.1395 | 1.463 | 2.305 | 3.767 | 521.12 | 821.01 | 1342.13 | 625.43 | 985.39 | 1610.82
VC7-X-NA-EP | 0.91425 | 1.4404 | 2.3546 | 1.097 | 1.728 | 2.826 | 390.84 | 615.76 | 1006.6 | 468.97 | 738.72 | 1207.69
VC8 | 1.204 | 1.852 | 3.056 | 1.445 | 2.222 | 3.667 | 514.71 | 791.73 | 1306.44 | 617.74 | 949.91 | 1567.65
VC8-X | 1.1739 | 1.8057 | 2.9796 | 1.409 | 2.167 | 3.576 | 501.84 | 771.94 | 1273.78 | 602.35 | 926.39 | 1528.74
VC8-EP | 1.204 | 1.852 | 3.056 | 1.445 | 2.222 | 3.667 | 514.71 | 791.73 | 1306.44 | 617.74 | 949.91 | 1567.65
VC8-X-L-EP | 1.3244 | 2.0372 | 3.3616 | 1.589 | 2.445 | 4.034 | 566.18 | 870.9 | 1437.08 | 679.3 | 1045.24 | 1724.54
VC8-L-EP | 1.3244 | 2.0372 | 3.3616 | 1.589 | 2.445 | 4.034 | 566.18 | 870.9 | 1437.08 | 679.3 | 1045.24 | 1724.54
VC8-X-EP | 1.3906 | 2.1391 | 3.5297 | 1.669 | 2.567 | 4.236 | 594.49 | 914.45 | 1508.94 | 713.5 | 1097.39 | 1810.89
VC8-#4-#4 | 1.204 | 1.852 | 3.056 | 1.445 | 2.222 | 3.667 | 514.71 | 791.73 | 1306.44 | 617.74 | 949.91 | 1567.65
VC8-4/0-1/0 | 1.204 | 1.852 | 3.056 | 1.445 | 2.222 | 3.667 | 514.71 | 791.73 | 1306.44 | 617.74 | 949.91 | 1567.65
VC8-336-4/0 | 1.204 | 1.852 | 3.056 | 1.445 | 2.222 | 3.667 | 514.71 | 791.73 | 1306.44 | 617.74 | 949.91 | 1567.65
VC8-336-336 | 1.204 | 1.852 | 3.056 | 1.445 | 2.222 | 3.667 | 514.71 | 791.73 | 1306.44 | 617.74 | 949.91 | 1567.65
VC8-1/0-1/0 | 1.204 | 1.852 | 3.056 | 1.445 | 2.222 | 3.667 | 514.71 | 791.73 | 1306.44 | 617.74 | 949.91 | 1567.65
VC8-1/0-#4 | 1.204 | 1.852 | 3.056 | 1.445 | 2.222 | 3.667 | 514.71 | 791.73 | 1306.44 | 617.74 | 949.91 | 1567.65
VC8-0 | 1.231 | 1.852 | 3.083 | 1.477 | 2.222 | 3.7 | 526.25 | 791.73 | 1317.98 | 631.42 | 949.91 | 1581.33
VC8-1 | 1.231 | 1.86 | 3.091 | 1.477 | 2.232 | 3.709 | 526.25 | 795.15 | 1321.4 | 631.42 | 954.18 | 1585.6
VC8-1-D | 1.118 | 1.75 | 2.868 | 1.342 | 2.1 | 3.442 | 477.95 | 748.13 | 1226.08 | 573.71 | 897.75 | 1471.46
VC8-1-E | 1.118 | 1.75 | 2.868 | 1.342 | 2.1 | 3.442 | 477.95 | 748.13 | 1226.08 | 573.71 | 897.75 | 1471.46
VC8-1-F | 1.118 | 1.75 | 2.868 | 1.342 | 2.1 | 3.442 | 477.95 | 748.13 | 1226.08 | 573.71 | 897.75 | 1471.46
VC8-1-#4-#4 | 1.118 | 1.75 | 2.868 | 1.342 | 2.1 | 3.442 | 477.95 | 748.13 | 1226.08 | 573.71 | 897.75 | 1471.46
VC8-1-1/0-#4 | 1.118 | 1.75 | 2.868 | 1.342 | 2.1 | 3.442 | 477.95 | 748.13 | 1226.08 | 573.71 | 897.75 | 1471.46
VC8-1-1/0-1/0 | 1.118 | 1.75 | 2.868 | 1.342 | 2.1 | 3.442 | 477.95 | 748.13 | 1226.08 | 573.71 | 897.75 | 1471.46
VC8-1-4/0-1/0 | 1.118 | 1.75 | 2.868 | 1.342 | 2.1 | 3.442 | 477.95 | 748.13 | 1226.08 | 573.71 | 897.75 | 1471.46
VC8-1-336-4/0 | 1.118 | 1.75 | 2.868 | 1.342 | 2.1 | 3.442 | 477.95 | 748.13 | 1226.08 | 573.71 | 897.75 | 1471.46
VC8-1-336-336 | 1.118 | 1.75 | 2.868 | 1.342 | 2.1 | 3.442 | 477.95 | 748.13 | 1226.08 | 573.71 | 897.75 | 1471.46
VC8-1-SW-D | 1.209 | 1.86 | 3.069 | 1.451 | 2.232 | 3.683 | 516.85 | 795.15 | 1312 | 620.3 | 954.18 | 1574.48
VC8-1-SW-E | 1.209 | 1.86 | 3.069 | 1.451 | 2.232 | 3.683 | 516.85 | 795.15 | 1312 | 620.3 | 954.18 | 1574.48
VC8-1-SW-F | 1.209 | 1.86 | 3.069 | 1.451 | 2.232 | 3.683 | 516.85 | 795.15 | 1312 | 620.3 | 954.18 | 1574.48
VC8-1-SW-336-336 | 1.209 | 1.86 | 3.069 | 1.451 | 2.232 | 3.683 | 516.85 | 795.15 | 1312 | 620.3 | 954.18 | 1574.48
VC8-1-SW-336-4/0 | 1.209 | 1.86 | 3.069 | 1.451 | 2.232 | 3.683 | 516.85 | 795.15 | 1312 | 620.3 | 954.18 | 1574.48
VC8-1-SW-4/0-1/0 | 1.209 | 1.86 | 3.069 | 1.451 | 2.232 | 3.683 | 516.85 | 795.15 | 1312 | 620.3 | 954.18 | 1574.48
VC8-2 | 1.2064 | 1.8228 | 3.0292 | 1.448 | 2.187 | 3.635 | 515.73 | 779.25 | 1294.98 | 619.02 | 934.94 | 1553.96
VC8-2A-EP-NN | 1.2064 | 1.8228 | 3.0292 | 1.448 | 2.187 | 3.635 | 515.73 | 779.25 | 1294.98 | 619.02 | 934.94 | 1553.96
VC8-2A-X-L-EP | 1.2064 | 1.8228 | 3.0292 | 1.448 | 2.187 | 3.635 | 515.73 | 779.25 | 1294.98 | 619.02 | 934.94 | 1553.96
VC8-A-X-L-EP | 1.2064 | 1.8228 | 3.0292 | 1.448 | 2.187 | 3.635 | 515.73 | 779.25 | 1294.98 | 619.02 | 934.94 | 1553.96
VOC8-A-L-EP | 1.2064 | 1.8228 | 3.0292 | 1.448 | 2.187 | 3.635 | 515.73 | 779.25 | 1294.98 | 619.02 | 934.94 | 1553.96
VC8-2-#4-#4 | 1.2064 | 1.8228 | 3.0292 | 1.448 | 2.187 | 3.635 | 515.73 | 779.25 | 1294.98 | 619.02 | 934.94 | 1553.96
VC8-2-1/0-#4 | 1.2064 | 1.8228 | 3.0292 | 1.448 | 2.187 | 3.635 | 515.73 | 779.25 | 1294.98 | 619.02 | 934.94 | 1553.96
VC8-2-1/0-1/0 | 1.2064 | 1.8228 | 3.0292 | 1.448 | 2.187 | 3.635 | 515.73 | 779.25 | 1294.98 | 619.02 | 934.94 | 1553.96
VC8-2-4/0-1/0 | 1.2064 | 1.8228 | 3.0292 | 1.448 | 2.187 | 3.635 | 515.73 | 779.25 | 1294.98 | 619.02 | 934.94 | 1553.96
VC8-2-336-4/0 | 1.2064 | 1.8228 | 3.0292 | 1.448 | 2.187 | 3.635 | 515.73 | 779.25 | 1294.98 | 619.02 | 934.94 | 1553.96
VC8-2-336-336 | 1.2064 | 1.8228 | 3.0292 | 1.448 | 2.187 | 3.635 | 515.73 | 779.25 | 1294.98 | 619.02 | 934.94 | 1553.96
VC8-3 | 1.309 | 1.98 | 3.289 | 1.571 | 2.376 | 3.947 | 559.6 | 846.45 | 1406.05 | 671.6 | 1015.74 | 1687.34
VC8-3-#4-#4 | 1.309 | 1.98 | 3.289 | 1.571 | 2.376 | 3.947 | 559.6 | 846.45 | 1406.05 | 671.6 | 1015.74 | 1687.34
VC8-3-1/0-#4 | 1.309 | 1.98 | 3.289 | 1.571 | 2.376 | 3.947 | 559.6 | 846.45 | 1406.05 | 671.6 | 1015.74 | 1687.34
VC8-3-1/0-1/0 | 1.309 | 1.98 | 3.289 | 1.571 | 2.376 | 3.947 | 559.6 | 846.45 | 1406.05 | 671.6 | 1015.74 | 1687.34
VC8-3-4/0-1/0 | 1.309 | 1.98 | 3.289 | 1.571 | 2.376 | 3.947 | 559.6 | 846.45 | 1406.05 | 671.6 | 1015.74 | 1687.34
VC8-3-336-336 | 1.309 | 1.98 | 3.289 | 1.571 | 2.376 | 3.947 | 559.6 | 846.45 | 1406.05 | 671.6 | 1015.74 | 1687.34
VC8-3-336-4/0 | 1.309 | 1.98 | 3.289 | 1.571 | 2.376 | 3.947 | 559.6 | 846.45 | 1406.05 | 671.6 | 1015.74 | 1687.34
VC8-3-S | 1.309 | 1.98 | 3.289 | 1.571 | 2.376 | 3.947 | 559.6 | 846.45 | 1406.05 | 671.6 | 1015.74 | 1687.34
VC8-3-S-#4-#4 | 1.309 | 1.98 | 3.289 | 1.571 | 2.376 | 3.947 | 559.6 | 846.45 | 1406.05 | 671.6 | 1015.74 | 1687.34
VC8-3-S-1/0-#4 | 1.309 | 1.98 | 3.289 | 1.571 | 2.376 | 3.947 | 559.6 | 846.45 | 1406.05 | 671.6 | 1015.74 | 1687.34
VC8-3-S-4/0-1/0 | 1.309 | 1.98 | 3.289 | 1.571 | 2.376 | 3.947 | 559.6 | 846.45 | 1406.05 | 671.6 | 1015.74 | 1687.34
VC8-3-S-336-336 | 1.309 | 1.98 | 3.289 | 1.571 | 2.376 | 3.947 | 559.6 | 846.45 | 1406.05 | 671.6 | 1015.74 | 1687.34
VC8-3-S-336-4/0 | 1.309 | 1.98 | 3.289 | 1.571 | 2.376 | 3.947 | 559.6 | 846.45 | 1406.05 | 671.6 | 1015.74 | 1687.34
VC8-4 | 1.45 | 2.12 | 3.57 | 1.74 | 2.544 | 4.284 | 619.88 | 906.3 | 1526.18 | 743.85 | 1087.56 | 1831.41
VC8-4-1/0-1/0 | 1.45 | 2.12 | 3.57 | 1.74 | 2.544 | 4.284 | 619.88 | 906.3 | 1526.18 | 743.85 | 1087.56 | 1831.41
VC8-4-1/0-#4 | 1.45 | 2.12 | 3.57 | 1.74 | 2.544 | 4.284 | 619.88 | 906.3 | 1526.18 | 743.85 | 1087.56 | 1831.41
VC8-4-#4-#4 | 1.45 | 2.12 | 3.57 | 1.74 | 2.544 | 4.284 | 619.88 | 906.3 | 1526.18 | 743.85 | 1087.56 | 1831.41
VC8-4-4/0-1/0 | 1.45 | 2.12 | 3.57 | 1.74 | 2.544 | 4.284 | 619.88 | 906.3 | 1526.18 | 743.85 | 1087.56 | 1831.41
VC8-4-336-336 | 1.45 | 2.12 | 3.57 | 1.74 | 2.544 | 4.284 | 619.88 | 906.3 | 1526.18 | 743.85 | 1087.56 | 1831.41
VC8-4-336-4/0 | 1.45 | 2.12 | 3.57 | 1.74 | 2.544 | 4.284 | 619.88 | 906.3 | 1526.18 | 743.85 | 1087.56 | 1831.41
VC8-5 | 3.118 | 4.558 | 7.676 | 3.742 | 5.47 | 9.211 | 1332.95 | 1948.55 | 3281.5 | 1599.71 | 2338.43 | 3938.14
VC8-5-336-336 | 3.118 | 4.558 | 7.676 | 3.742 | 5.47 | 9.211 | 1332.95 | 1948.55 | 3281.5 | 1599.71 | 2338.43 | 3938.14
VC9 | 0.771 | 1.167 | 1.938 | 0.925 | 1.4 | 2.326 | 329.6 | 498.89 | 828.49 | 395.44 | 598.5 | 993.94
VC9-1/0-1/0 | 0.771 | 1.167 | 1.938 | 0.925 | 1.4 | 2.326 | 329.6 | 498.89 | 828.49 | 395.44 | 598.5 | 993.94
VC9-1/0-#4 | 0.771 | 1.167 | 1.938 | 0.925 | 1.4 | 2.326 | 329.6 | 498.89 | 828.49 | 395.44 | 598.5 | 993.94
VC9-336-336 | 0.771 | 1.167 | 1.938 | 0.925 | 1.4 | 2.326 | 329.6 | 498.89 | 828.49 | 395.44 | 598.5 | 993.94
VC9-336-4/0 | 0.771 | 1.167 | 1.938 | 0.925 | 1.4 | 2.326 | 329.6 | 498.89 | 828.49 | 395.44 | 598.5 | 993.94
VC9-4/0-1/0 | 0.771 | 1.167 | 1.938 | 0.925 | 1.4 | 2.326 | 329.6 | 498.89 | 828.49 | 395.44 | 598.5 | 993.94
VC9-#4-#4 | 0.771 | 1.167 | 1.938 | 0.925 | 1.4 | 2.326 | 329.6 | 498.89 | 828.49 | 395.44 | 598.5 | 993.94
VC9-1 | 0.45 | 0.67 | 1.12 | 0.54 | 0.804 | 1.344 | 192.38 | 286.43 | 478.81 | 230.85 | 343.71 | 574.56
VC9-1-N | 0.45 | 0.67 | 1.12 | 0.54 | 0.804 | 1.344 | 192.38 | 286.43 | 478.81 | 230.85 | 343.71 | 574.56
VC9-1-NN | 0.4275 | 0.6365 | 1.064 | 0.513 | 0.764 | 1.277 | 182.76 | 272.1 | 454.86 | 219.31 | 326.61 | 545.92
VC9-1-336-336 | 0.45 | 0.67 | 1.12 | 0.54 | 0.804 | 1.344 | 192.38 | 286.43 | 478.81 | 230.85 | 343.71 | 574.56
VC9-1-336-4/0 | 0.45 | 0.67 | 1.12 | 0.54 | 0.804 | 1.344 | 192.38 | 286.43 | 478.81 | 230.85 | 343.71 | 574.56
VC9-1-4/0-1/0 | 0.45 | 0.67 | 1.12 | 0.54 | 0.804 | 1.344 | 192.38 | 286.43 | 478.81 | 230.85 | 343.71 | 574.56
VC9-1-#4-#4 | 0.45 | 0.67 | 1.12 | 0.54 | 0.804 | 1.344 | 192.38 | 286.43 | 478.81 | 230.85 | 343.71 | 574.56
VC9-1-1/0-1/0 | 0.45 | 0.67 | 1.12 | 0.54 | 0.804 | 1.344 | 192.38 | 286.43 | 478.81 | 230.85 | 343.71 | 574.56
VC9-1-1/0-#4 | 0.45 | 0.67 | 1.12 | 0.54 | 0.804 | 1.344 | 192.38 | 286.43 | 478.81 | 230.85 | 343.71 | 574.56
VC9-2P | 0.771 | 1.167 | 1.938 | 0.925 | 1.4 | 2.326 | 329.6 | 498.89 | 828.49 | 395.44 | 598.5 | 993.94
VC9-2-#4-#4 | 0.771 | 1.167 | 1.938 | 0.925 | 1.4 | 2.326 | 329.6 | 498.89 | 828.49 | 395.44 | 598.5 | 993.94
VC9-2-1/0-1/0 | 0.771 | 1.167 | 1.938 | 0.925 | 1.4 | 2.326 | 329.6 | 498.89 | 828.49 | 395.44 | 598.5 | 993.94
VC9-2-1/0-#4 | 0.771 | 1.167 | 1.938 | 0.925 | 1.4 | 2.326 | 329.6 | 498.89 | 828.49 | 395.44 | 598.5 | 993.94
VC9-2-336-336 | 0.771 | 1.167 | 1.938 | 0.925 | 1.4 | 2.326 | 329.6 | 498.89 | 828.49 | 395.44 | 598.5 | 993.94
VC9-2-4/0-1/0 | 0.771 | 1.167 | 1.938 | 0.925 | 1.4 | 2.326 | 329.6 | 498.89 | 828.49 | 395.44 | 598.5 | 993.94
VC9-2-336-4/0 | 0.771 | 1.167 | 1.938 | 0.925 | 1.4 | 2.326 | 329.6 | 498.89 | 828.49 | 395.44 | 598.5 | 993.94
VC9-2-SW-4/0-1/0 | 0.817 | 1.237 | 2.054 | 0.98 | 1.484 | 2.465 | 349.27 | 528.82 | 878.09 | 418.95 | 634.41 | 1053.36
VC9-2-SW-D | 0.817 | 1.237 | 2.054 | 0.98 | 1.484 | 2.465 | 349.27 | 528.82 | 878.09 | 418.95 | 634.41 | 1053.36
VC9-2-SW-E | 0.817 | 1.237 | 2.054 | 0.98 | 1.484 | 2.465 | 349.27 | 528.82 | 878.09 | 418.95 | 634.41 | 1053.36
VC9-2-SW-F | 0.817 | 1.237 | 2.054 | 0.98 | 1.484 | 2.465 | 349.27 | 528.82 | 878.09 | 418.95 | 634.41 | 1053.36
VC9-2-SW-336-336 | 0.817 | 1.237 | 2.054 | 0.98 | 1.484 | 2.465 | 349.27 | 528.82 | 878.09 | 418.95 | 634.41 | 1053.36
VC9-2-SW-336-4/0 | 0.817 | 1.237 | 2.054 | 0.98 | 1.484 | 2.465 | 349.27 | 528.82 | 878.09 | 418.95 | 634.41 | 1053.36
VC9-3P | 0.477 | 0.67 | 1.147 | 0.572 | 0.804 | 1.376 | 203.92 | 286.43 | 490.35 | 244.53 | 343.71 | 588.24
VC9-3-336-336 | 0.477 | 0.67 | 1.147 | 0.572 | 0.804 | 1.376 | 203.92 | 286.43 | 490.35 | 244.53 | 343.71 | 588.24
VC9-3-336-4/0 | 0.477 | 0.67 | 1.147 | 0.572 | 0.804 | 1.376 | 203.92 | 286.43 | 490.35 | 244.53 | 343.71 | 588.24
VC9-3-D | 0.477 | 0.67 | 1.147 | 0.572 | 0.804 | 1.376 | 203.92 | 286.43 | 490.35 | 244.53 | 343.71 | 588.24
VC9-3-4/0-1/0 | 0.477 | 0.67 | 1.147 | 0.572 | 0.804 | 1.376 | 203.92 | 286.43 | 490.35 | 244.53 | 343.71 | 588.24
VC9-3-1/0-1/0 | 0.477 | 0.67 | 1.147 | 0.572 | 0.804 | 1.376 | 203.92 | 286.43 | 490.35 | 244.53 | 343.71 | 588.24
VC9-3-1/0-#4 | 0.477 | 0.67 | 1.147 | 0.572 | 0.804 | 1.376 | 203.92 | 286.43 | 490.35 | 244.53 | 343.71 | 588.24
VC9-3-#4-#4 | 0.477 | 0.67 | 1.147 | 0.572 | 0.804 | 1.376 | 203.92 | 286.43 | 490.35 | 244.53 | 343.71 | 588.24
VC9-3-SW-4/0-1/0 | 0.477 | 0.67 | 1.147 | 0.572 | 0.804 | 1.376 | 203.92 | 286.43 | 490.35 | 244.53 | 343.71 | 588.24
VC9-3-SW-D | 0.477 | 0.67 | 1.147 | 0.572 | 0.804 | 1.376 | 203.92 | 286.43 | 490.35 | 244.53 | 343.71 | 588.24
VC9-3-SW-E | 0.477 | 0.67 | 1.147 | 0.572 | 0.804 | 1.376 | 203.92 | 286.43 | 490.35 | 244.53 | 343.71 | 588.24
VC9-3-SW-F | 0.477 | 0.67 | 1.147 | 0.572 | 0.804 | 1.376 | 203.92 | 286.43 | 490.35 | 244.53 | 343.71 | 588.24
VC9-3-SW-336-4/0 | 0.477 | 0.67 | 1.147 | 0.572 | 0.804 | 1.376 | 203.92 | 286.43 | 490.35 | 244.53 | 343.71 | 588.24
VC9-3-SW-336-336 | 0.477 | 0.67 | 1.147 | 0.572 | 0.804 | 1.376 | 203.92 | 286.43 | 490.35 | 244.53 | 343.71 | 588.24
VC10 | 0.41 | 0.65 | 1.06 | 0.492 | 0.78 | 1.272 | 175.28 | 277.88 | 453.16 | 210.33 | 333.45 | 543.78
VG210-A | 1.023 | 2.488 | 3.511 | 1.228 | 2.986 | 4.213 | 437.33 | 1063.62 | 1500.95 | 524.97 | 1276.52 | 1801.49
VG210-2A | 1.023 | 2.488 | 3.511 | 1.228 | 2.986 | 4.213 | 437.33 | 1063.62 | 1500.95 | 524.97 | 1276.52 | 1801.49
VG210-B | 1.023 | 2.488 | 3.511 | 1.228 | 2.986 | 4.213 | 437.33 | 1063.62 | 1500.95 | 524.97 | 1276.52 | 1801.49
VG210-A-L | 1.023 | 2.488 | 3.511 | 1.228 | 2.986 | 4.213 | 437.33 | 1063.62 | 1500.95 | 524.97 | 1276.52 | 1801.49
VG210-B-L | 1.023 | 2.488 | 3.511 | 1.228 | 2.986 | 4.213 | 437.33 | 1063.62 | 1500.95 | 524.97 | 1276.52 | 1801.49
VG210-2B | 1.023 | 2.488 | 3.511 | 1.228 | 2.986 | 4.213 | 437.33 | 1063.62 | 1500.95 | 524.97 | 1276.52 | 1801.49
VG210-C-L | 1.015 | 2.488 | 3.503 | 1.218 | 2.986 | 4.204 | 433.91 | 1063.62 | 1497.53 | 520.7 | 1276.52 | 1797.22
VG210-2C | 1.015 | 2.488 | 3.503 | 1.218 | 2.986 | 4.204 | 433.91 | 1063.62 | 1497.53 | 520.7 | 1276.52 | 1797.22
VG210-2C-L | 1.015 | 2.488 | 3.503 | 1.218 | 2.986 | 4.204 | 433.91 | 1063.62 | 1497.53 | 520.7 | 1276.52 | 1797.22
VG10 | 0.5 | 0.8 | 1.3 | 0.6 | 0.96 | 1.56 | 213.75 | 342 | 555.75 | 256.5 | 410.4 | 666.9
VG10-10 | 0.5 | 0.8 | 1.3 | 0.6 | 0.96 | 1.56 | 213.75 | 342 | 555.75 | 256.5 | 410.4 | 666.9
VG10-15 | 0.5 | 0.8 | 1.3 | 0.6 | 0.96 | 1.56 | 213.75 | 342 | 555.75 | 256.5 | 410.4 | 666.9
VG10-25 | 0.5 | 0.8 | 1.3 | 0.6 | 0.96 | 1.56 | 213.75 | 342 | 555.75 | 256.5 | 410.4 | 666.9
VG19 | 0.5 | 0.8 | 1.3 | 0.6 | 0.96 | 1.56 | 213.75 | 342 | 555.75 | 256.5 | 410.4 | 666.9
VG19-10 | 0.5 | 0.8 | 1.3 | 0.6 | 0.96 | 1.56 | 213.75 | 342 | 555.75 | 256.5 | 410.4 | 666.9
VG19-15 | 0.5 | 0.8 | 1.3 | 0.6 | 0.96 | 1.56 | 213.75 | 342 | 555.75 | 256.5 | 410.4 | 666.9
VG19-15-L | 0.5 | 0.8 | 1.3 | 0.6 | 0.96 | 1.56 | 213.75 | 342 | 555.75 | 256.5 | 410.4 | 666.9
VG19-25 | 0.5 | 0.8 | 1.3 | 0.6 | 0.96 | 1.56 | 213.75 | 342 | 555.75 | 256.5 | 410.4 | 666.9
VG19-37.5 | 0.5 | 0.8 | 1.3 | 0.6 | 0.96 | 1.56 | 213.75 | 342 | 555.75 | 256.5 | 410.4 | 666.9
VG19-75 | 0.5 | 0.8 | 1.3 | 0.6 | 0.96 | 1.56 | 213.75 | 342 | 555.75 | 256.5 | 410.4 | 666.9
VG19-L | 0.5 | 0.8 | 1.3 | 0.6 | 0.96 | 1.56 | 213.75 | 342 | 555.75 | 256.5 | 410.4 | 666.9
VG19-25-L | 0.5 | 0.8 | 1.3 | 0.6 | 0.96 | 1.56 | 213.75 | 342 | 555.75 | 256.5 | 410.4 | 666.9
VG 105 | 1.1 | 1.467 | 2.567 | 1.32 | 1.76 | 3.08 | 470.25 | 627.14 | 1097.39 | 564.3 | 752.4 | 1316.7
VG105-1.5 | 1.1 | 1.467 | 2.567 | 1.32 | 1.76 | 3.08 | 470.25 | 627.14 | 1097.39 | 564.3 | 752.4 | 1316.7
VG105-5 | 1.1 | 1.467 | 2.567 | 1.32 | 1.76 | 3.08 | 470.25 | 627.14 | 1097.39 | 564.3 | 752.4 | 1316.7
VG105-15 | 1.1 | 1.467 | 2.567 | 1.32 | 1.76 | 3.08 | 470.25 | 627.14 | 1097.39 | 564.3 | 752.4 | 1316.7
VG105-25 | 1.1 | 1.467 | 2.567 | 1.32 | 1.76 | 3.08 | 470.25 | 627.14 | 1097.39 | 564.3 | 752.4 | 1316.7
VG 106 | 1.1 | 1.467 | 2.567 | 1.32 | 1.76 | 3.08 | 470.25 | 627.14 | 1097.39 | 564.3 | 752.4 | 1316.7
VG106-15 | 1.1 | 1.467 | 2.567 | 1.32 | 1.76 | 3.08 | 470.25 | 627.14 | 1097.39 | 564.3 | 752.4 | 1316.7
VG106-25 | 1.1 | 1.467 | 2.567 | 1.32 | 1.76 | 3.08 | 470.25 | 627.14 | 1097.39 | 564.3 | 752.4 | 1316.7
VG39 | 0.512 | 0.847 | 1.359 | 0.614 | 1.016 | 1.631 | 218.88 | 362.09 | 580.97 | 262.49 | 434.34 | 696.83
VG39-L | 0.512 | 0.847 | 1.359 | 0.614 | 1.016 | 1.631 | 218.88 | 362.09 | 580.97 | 262.49 | 434.34 | 696.83
VG39-1.5-L | 0.512 | 0.847 | 1.359 | 0.614 | 1.016 | 1.631 | 218.88 | 362.09 | 580.97 | 262.49 | 434.34 | 696.83
VG39-5 | 1.1 | 1.467 | 2.567 | 1.32 | 1.76 | 3.08 | 470.25 | 627.14 | 1097.39 | 564.3 | 752.4 | 1316.7
VG39-10-L | 0.512 | 0.847 | 1.359 | 0.614 | 1.016 | 1.631 | 218.88 | 362.09 | 580.97 | 262.49 | 434.34 | 696.83
VG39-15-L | 0.512 | 0.847 | 1.359 | 0.614 | 1.016 | 1.631 | 218.88 | 362.09 | 580.97 | 262.49 | 434.34 | 696.83
VG39-25-L | 0.512 | 0.847 | 1.359 | 0.614 | 1.016 | 1.631 | 218.88 | 362.09 | 580.97 | 262.49 | 434.34 | 696.83
VG39-37.5-L | 0.512 | 0.847 | 1.359 | 0.614 | 1.016 | 1.631 | 218.88 | 362.09 | 580.97 | 262.49 | 434.34 | 696.83
VG39-50 | 1.112 | 1.514 | 2.626 | 1.334 | 1.817 | 3.151 | 475.38 | 647.24 | 1122.62 | 570.29 | 776.77 | 1347.06
VG39-50-L | 0.512 | 0.847 | 1.359 | 0.614 | 1.016 | 1.631 | 218.88 | 362.09 | 580.97 | 262.49 | 434.34 | 696.83
VG39-100-L | 0.512 | 0.847 | 1.359 | 0.614 | 1.016 | 1.631 | 218.88 | 362.09 | 580.97 | 262.49 | 434.34 | 696.83
VG39-1.5 | 0.512 | 0.847 | 1.359 | 0.614 | 1.016 | 1.631 | 218.88 | 362.09 | 580.97 | 262.49 | 434.34 | 696.83
VG39-5-L | 0.512 | 0.847 | 1.359 | 0.614 | 1.016 | 1.631 | 218.88 | 362.09 | 580.97 | 262.49 | 434.34 | 696.83
VG39-7.5-L | 0.512 | 0.847 | 1.359 | 0.614 | 1.016 | 1.631 | 218.88 | 362.09 | 580.97 | 262.49 | 434.34 | 696.83
VG39-10 | 1.112 | 1.514 | 2.626 | 1.334 | 1.817 | 3.151 | 475.38 | 647.24 | 1122.62 | 570.29 | 776.77 | 1347.06
VG39-15 | 1.112 | 1.514 | 2.626 | 1.334 | 1.817 | 3.151 | 475.38 | 647.24 | 1122.62 | 570.29 | 776.77 | 1347.06
VG39-25 | 1.112 | 1.514 | 2.626 | 1.334 | 1.817 | 3.151 | 475.38 | 647.24 | 1122.62 | 570.29 | 776.77 | 1347.06
VG39-37.5 | 1.112 | 1.514 | 2.626 | 1.334 | 1.817 | 3.151 | 475.38 | 647.24 | 1122.62 | 570.29 | 776.77 | 1347.06
VG310-A | 1.53 | 3.72 | 5.25 | 1.836 | 4.464 | 6.3 | 654.08 | 1590.3 | 2244.38 | 784.89 | 1908.36 | 2693.25
VG310-B | 1.53 | 3.72 | 5.25 | 1.836 | 4.464 | 6.3 | 654.08 | 1590.3 | 2244.38 | 784.89 | 1908.36 | 2693.25
VG310-B-L | 1.53 | 3.72 | 5.25 | 1.836 | 4.464 | 6.3 | 654.08 | 1590.3 | 2244.38 | 784.89 | 1908.36 | 2693.25
VG310-C-L | 1.53 | 3.72 | 5.25 | 1.836 | 4.464 | 6.3 | 654.08 | 1590.3 | 2244.38 | 784.89 | 1908.36 | 2693.25
VG311-15/15/15 | 3.33 | 5.721 | 9.051 | 3.996 | 6.865 | 10.861 | 1423.58 | 2445.73 | 3869.31 | 1708.29 | 2934.79 | 4643.08
VG311-50/50/50 | 3.33 | 5.72 | 9.05 | 3.996 | 6.864 | 10.86 | 1423.58 | 2445.3 | 3868.88 | 1708.29 | 2934.36 | 4642.65
VG311-B | 1.53 | 3.72 | 5.25 | 1.836 | 4.464 | 6.3 | 654.08 | 1590.3 | 2244.38 | 784.89 | 1908.36 | 2693.25
VG311-B-L | 1.53 | 3.72 | 5.25 | 1.836 | 4.464 | 6.3 | 654.08 | 1590.3 | 2244.38 | 784.89 | 1908.36 | 2693.25
VG311-3/100 | 3.531 | 6.72 | 10.251 | 4.237 | 8.064 | 12.301 | 1509.5 | 2872.8 | 4382.3 | 1811.32 | 3447.36 | 5258.68
VG314-C-L | 1.53 | 3.72 | 5.25 | 1.836 | 4.464 | 6.3 | 654.08 | 1590.3 | 2244.38 | 784.89 | 1908.36 | 2693.25
VM2-11 | 0.18655 | 0.287 | 0.47355 | 0.224 | 0.344 | 0.568 | 79.75 | 122.69 | 202.44 | 95.76 | 147.06 | 242.82
VM2-11G | 0 | 1.056 | 1.056 | 0 | 1.267 | 1.267 | 0 | 451.44 | 451.44 | 0 | 541.64 | 541.64
VM2-11S | 0 | 0.335 | 0.335 | 0 | 0.402 | 0.402 | 0 | 143.21 | 143.21 | 0 | 171.86 | 171.86
VM2-12 | 0.03 | 0.17 | 0.2 | 0.036 | 0.204 | 0.24 | 12.83 | 72.68 | 85.51 | 15.39 | 87.21 | 102.6
VM2-15 | 0.75 | 1.154 | 1.904 | 0.9 | 1.385 | 2.285 | 320.63 | 493.34 | 813.97 | 384.75 | 592.09 | 976.84
VM2-15A | 0.75 | 2.4 | 3.15 | 0.9 | 2.88 | 3.78 | 320.63 | 1026 | 1346.63 | 384.75 | 1231.2 | 1615.95
VM2-17 | 0.143 | 0.22 | 0.363 | 0.172 | 0.264 | 0.436 | 61.13 | 94.05 | 155.18 | 73.53 | 112.86 | 186.39
VM2-17-10 | 0.143 | 0.22 | 0.363 | 0.172 | 0.264 | 0.436 | 61.13 | 94.05 | 155.18 | 73.53 | 112.86 | 186.39
VM2-17-100 | 0.179 | 0.275 | 0.454 | 0.215 | 0.33 | 0.545 | 76.52 | 117.56 | 194.08 | 91.91 | 141.08 | 232.99
VM2-17-15 | 0.143 | 0.22 | 0.363 | 0.172 | 0.264 | 0.436 | 61.13 | 94.05 | 155.18 | 73.53 | 112.86 | 186.39
VM2-17-167 | 0.179 | 0.275 | 0.454 | 0.215 | 0.33 | 0.545 | 76.52 | 117.56 | 194.08 | 91.91 | 141.08 | 232.99
VM2-17-25 | 0.143 | 0.22 | 0.363 | 0.172 | 0.264 | 0.436 | 61.13 | 94.05 | 155.18 | 73.53 | 112.86 | 186.39
VM2-17-250 | 0.179 | 0.275 | 0.454 | 0.215 | 0.33 | 0.545 | 76.52 | 117.56 | 194.08 | 91.91 | 141.08 | 232.99
VM2-17-37.5 | 0.143 | 0.22 | 0.363 | 0.172 | 0.264 | 0.436 | 61.13 | 94.05 | 155.18 | 73.53 | 112.86 | 186.39
VM2-17-5 | 0.143 | 0.22 | 0.363 | 0.172 | 0.264 | 0.436 | 61.13 | 94.05 | 155.18 | 73.53 | 112.86 | 186.39
VM2-17-50 | 0.143 | 0.22 | 0.363 | 0.172 | 0.264 | 0.436 | 61.13 | 94.05 | 155.18 | 73.53 | 112.86 | 186.39
VM2-17-75 | 0.179 | 0.275 | 0.454 | 0.215 | 0.33 | 0.545 | 76.52 | 117.56 | 194.08 | 91.91 | 141.08 | 232.99
VM2-17-7.5 | 0.143 | 0.22 | 0.363 | 0.172 | 0.264 | 0.436 | 61.13 | 94.05 | 155.18 | 73.53 | 112.86 | 186.39
VM2-17X | 0.122 | 0.187 | 0.309 | 0.146 | 0.224 | 0.371 | 52.16 | 79.94 | 132.1 | 62.42 | 95.76 | 158.18
VM2-17X-10 | 0.122 | 0.187 | 0.309 | 0.146 | 0.224 | 0.371 | 52.16 | 79.94 | 132.1 | 62.42 | 95.76 | 158.18
VM2-17X-100 | 0.143 | 0.22 | 0.363 | 0.172 | 0.264 | 0.436 | 61.13 | 94.05 | 155.18 | 73.53 | 112.86 | 186.39
VM2-17X-15 | 0.122 | 0.187 | 0.309 | 0.146 | 0.224 | 0.371 | 52.16 | 79.94 | 132.1 | 62.42 | 95.76 | 158.18
VM2-17X-167 | 0.143 | 0.22 | 0.363 | 0.172 | 0.264 | 0.436 | 61.13 | 94.05 | 155.18 | 73.53 | 112.86 | 186.39
VM2-17X-25 | 0.122 | 0.187 | 0.309 | 0.146 | 0.224 | 0.371 | 52.16 | 79.94 | 132.1 | 62.42 | 95.76 | 158.18
VM2-17X-250 | 0.143 | 0.22 | 0.363 | 0.172 | 0.264 | 0.436 | 61.13 | 94.05 | 155.18 | 73.53 | 112.86 | 186.39
VM2-17X-37.5 | 0.122 | 0.187 | 0.309 | 0.146 | 0.224 | 0.371 | 52.16 | 79.94 | 132.1 | 62.42 | 95.76 | 158.18
VM2-17X-5 | 0.122 | 0.187 | 0.309 | 0.146 | 0.224 | 0.371 | 52.16 | 79.94 | 132.1 | 62.42 | 95.76 | 158.18
VM2-17X-50 | 0.122 | 0.187 | 0.309 | 0.146 | 0.224 | 0.371 | 52.16 | 79.94 | 132.1 | 62.42 | 95.76 | 158.18
VM2-17X-75 | 0.143 | 0.22 | 0.363 | 0.172 | 0.264 | 0.436 | 61.13 | 94.05 | 155.18 | 73.53 | 112.86 | 186.39
VM2-17X-7.5 | 0.122 | 0.187 | 0.309 | 0.146 | 0.224 | 0.371 | 52.16 | 79.94 | 132.1 | 62.42 | 95.76 | 158.18
VM3-1 | 0.17 | 0.33 | 0.5 | 0.204 | 0.396 | 0.6 | 72.68 | 141.08 | 213.76 | 87.21 | 169.29 | 256.5
VM3-1S-#4 | 0.241 | 0.432 | 0.673 | 0.289 | 0.518 | 0.808 | 103.03 | 184.68 | 287.71 | 123.55 | 221.45 | 345
VM3-1S-4/0 | 0.241 | 0.432 | 0.673 | 0.289 | 0.518 | 0.808 | 103.03 | 184.68 | 287.71 | 123.55 | 221.45 | 345
VM3-1S-A | 0.241 | 0.432 | 0.673 | 0.289 | 0.518 | 0.808 | 103.03 | 184.68 | 287.71 | 123.55 | 221.45 | 345
VM3-1S-B | 0.241 | 0.432 | 0.673 | 0.289 | 0.518 | 0.808 | 103.03 | 184.68 | 287.71 | 123.55 | 221.45 | 345
VM3-104E | 0.81 | 1.246 | 2.056 | 0.972 | 1.495 | 2.467 | 346.28 | 532.67 | 878.95 | 415.53 | 639.11 | 1054.64
VM3-10A | 0.81 | 1.246 | 2.056 | 0.972 | 1.495 | 2.467 | 346.28 | 532.67 | 878.95 | 415.53 | 639.11 | 1054.64
VM3-10E | 0.81 | 1.246 | 2.056 | 0.972 | 1.495 | 2.467 | 346.28 | 532.67 | 878.95 | 415.53 | 639.11 | 1054.64
VM3-10H | 0.81 | 1.246 | 2.056 | 0.972 | 1.495 | 2.467 | 346.28 | 532.67 | 878.95 | 415.53 | 639.11 | 1054.64
VM3-10L | 0.81 | 1.246 | 2.056 | 0.972 | 1.495 | 2.467 | 346.28 | 532.67 | 878.95 | 415.53 | 639.11 | 1054.64
VM3-16 | 2 | 4 | 6 | 2.4 | 4.8 | 7.2 | 855 | 1710 | 2565 | 1026 | 2052 | 3078
VM3-19B | 1.458 | 2.2428 | 3.7008 | 1.75 | 2.691 | 4.441 | 623.3 | 958.8 | 1582.1 | 748.13 | 1150.4 | 1898.53
VM3-23-R | 0.9006 | 1.3851 | 2.2857 | 1.081 | 1.662 | 2.743 | 385.01 | 592.13 | 977.14 | 462.13 | 710.51 | 1172.64
VM3-244E | 0.948 | 1.458 | 2.406 | 1.138 | 1.75 | 2.887 | 405.27 | 623.3 | 1028.57 | 486.5 | 748.13 | 1234.63
VM3-24E | 0.948 | 1.458 | 2.406 | 1.138 | 1.75 | 2.887 | 405.27 | 623.3 | 1028.57 | 486.5 | 748.13 | 1234.63
VM3-24H | 0.948 | 1.458 | 2.406 | 1.138 | 1.75 | 2.887 | 405.27 | 623.3 | 1028.57 | 486.5 | 748.13 | 1234.63
VM3-24L | 0.948 | 1.458 | 2.406 | 1.138 | 1.75 | 2.887 | 405.27 | 623.3 | 1028.57 | 486.5 | 748.13 | 1234.63
VM3-254E | 1.185 | 1.5787 | 2.7637 | 1.422 | 1.895 | 3.317 | 506.59 | 674.92 | 1181.51 | 607.91 | 810.11 | 1418.02
VM3-25E | 1.185 | 1.5787 | 2.7637 | 1.422 | 1.895 | 3.317 | 506.59 | 674.92 | 1181.51 | 607.91 | 810.11 | 1418.02
VM3-25H | 1.185 | 1.5787 | 2.7637 | 1.422 | 1.895 | 3.317 | 506.59 | 674.92 | 1181.51 | 607.91 | 810.11 | 1418.02
VM3-25L | 1.185 | 1.5787 | 2.7637 | 1.422 | 1.895 | 3.317 | 506.59 | 674.92 | 1181.51 | 607.91 | 810.11 | 1418.02
VM3-24E | 0.948 | 1.246 | 2.194 | 1.138 | 1.495 | 2.633 | 405.27 | 532.67 | 937.94 | 486.5 | 639.11 | 1125.61
VM3-25A | 1.185 | 1.5787 | 2.7637 | 1.422 | 1.895 | 3.317 | 506.59 | 674.92 | 1181.51 | 607.91 | 810.11 | 1418.02
VM3-25AR | 1.185 | 1.5787 | 2.7637 | 1.422 | 1.895 | 3.317 | 506.59 | 674.92 | 1181.51 | 607.91 | 810.11 | 1418.02
VM3-2 | 0.653 | 1 | 1.653 | 0.784 | 1.2 | 1.984 | 279.16 | 427.5 | 706.66 | 335.16 | 513 | 848.16
VM3-2-A | 0.653 | 1 | 1.653 | 0.784 | 1.2 | 1.984 | 279.16 | 427.5 | 706.66 | 335.16 | 513 | 848.16
VM3-2-B | 0.653 | 1 | 1.653 | 0.784 | 1.2 | 1.984 | 279.16 | 427.5 | 706.66 | 335.16 | 513 | 848.16
VM3-2-C | 0.653 | 1 | 1.653 | 0.784 | 1.2 | 1.984 | 279.16 | 427.5 | 706.66 | 335.16 | 513 | 848.16
VM3-2-D | 0.653 | 1 | 1.653 | 0.784 | 1.2 | 1.984 | 279.16 | 427.5 | 706.66 | 335.16 | 513 | 848.16
VM3-2-E | 0.653 | 1 | 1.653 | 0.784 | 1.2 | 1.984 | 279.16 | 427.5 | 706.66 | 335.16 | 513 | 848.16
VM3-3 | 0.975 | 1.5 | 2.475 | 1.17 | 1.8 | 2.97 | 416.81 | 641.25 | 1058.06 | 500.18 | 769.5 | 1269.68
VM3-3-A | 0.975 | 1.5 | 2.475 | 1.17 | 1.8 | 2.97 | 416.81 | 641.25 | 1058.06 | 500.18 | 769.5 | 1269.68
VM3-3-B | 0.975 | 1.5 | 2.475 | 1.17 | 1.8 | 2.97 | 416.81 | 641.25 | 1058.06 | 500.18 | 769.5 | 1269.68
VM3-3-D | 0.975 | 1.5 | 2.475 | 1.17 | 1.8 | 2.97 | 416.81 | 641.25 | 1058.06 | 500.18 | 769.5 | 1269.68
VM3-3-E | 0.975 | 1.5 | 2.475 | 1.17 | 1.8 | 2.97 | 416.81 | 641.25 | 1058.06 | 500.18 | 769.5 | 1269.68
VM3-3-4/0 | 0.975 | 1.5 | 2.475 | 1.17 | 1.8 | 2.97 | 416.81 | 641.25 | 1058.06 | 500.18 | 769.5 | 1269.68
VM3-3-#4 | 0.975 | 1.5 | 2.475 | 1.17 | 1.8 | 2.97 | 416.81 | 641.25 | 1058.06 | 500.18 | 769.5 | 1269.68
VM3-4-A | 0.2975 | 0.5775 | 0.875 | 0.357 | 0.693 | 1.05 | 127.18 | 246.88 | 374.06 | 152.62 | 296.26 | 448.88
VM3-4-B | 0.2975 | 0.5775 | 0.875 | 0.357 | 0.693 | 1.05 | 127.18 | 246.88 | 374.06 | 152.62 | 296.26 | 448.88
VM3-5 | 0.2975 | 0.5775 | 0.875 | 0.357 | 0.693 | 1.05 | 127.18 | 246.88 | 374.06 | 152.62 | 296.26 | 448.88
VM3-5P | 0.309 | 0.601 | 0.91 | 0.371 | 0.721 | 1.092 | 132.1 | 256.93 | 389.03 | 158.6 | 308.23 | 466.83
VM3-6 | 0.91 | 1.54 | 2.45 | 1.092 | 1.848 | 2.94 | 389.03 | 658.35 | 1047.38 | 466.83 | 790.02 | 1256.85
VM3-6-D | 0.91 | 1.54 | 2.45 | 1.092 | 1.848 | 2.94 | 389.03 | 658.35 | 1047.38 | 466.83 | 790.02 | 1256.85
VM3-6-E | 0.91 | 1.54 | 2.45 | 1.092 | 1.848 | 2.94 | 389.03 | 658.35 | 1047.38 | 466.83 | 790.02 | 1256.85
VM3-7 | 0.17 | 0.33 | 0.5 | 0.204 | 0.396 | 0.6 | 72.68 | 141.08 | 213.76 | 87.21 | 169.29 | 256.5
VM3-7S | 0.241 | 0.432 | 0.673 | 0.289 | 0.518 | 0.808 | 103.03 | 184.68 | 287.71 | 123.55 | 221.45 | 345
VM3-7S-A | 0.241 | 0.432 | 0.673 | 0.289 | 0.518 | 0.808 | 103.03 | 184.68 | 287.71 | 123.55 | 221.45 | 345
VM3-7S-B | 0.241 | 0.432 | 0.673 | 0.289 | 0.518 | 0.808 | 103.03 | 184.68 | 287.71 | 123.55 | 221.45 | 345
VM3-8-A | 0.2975 | 0.5775 | 0.875 | 0.357 | 0.693 | 1.05 | 127.18 | 246.88 | 374.06 | 152.62 | 296.26 | 448.88
VM3-8-B | 0.2975 | 0.5775 | 0.875 | 0.357 | 0.693 | 1.05 | 127.18 | 246.88 | 374.06 | 152.62 | 296.26 | 448.88
VM3-9 | 2 | 4 | 6 | 2.4 | 4.8 | 7.2 | 855 | 1710 | 2565 | 1026 | 2052 | 3078
VM3-11 | 0.30125 | 0.54 | 0.84125 | 0.362 | 0.648 | 1.01 | 128.78 | 230.85 | 359.63 | 154.76 | 277.02 | 431.78
VM5-1 | 0.078 | 0.195 | 0.273 | 0.094 | 0.234 | 0.328 | 33.35 | 83.36 | 116.71 | 40.19 | 100.04 | 140.23
VM5-1-A | 0.078 | 0.195 | 0.273 | 0.094 | 0.234 | 0.328 | 33.35 | 83.36 | 116.71 | 40.19 | 100.04 | 140.23
VM5-1-B | 0.078 | 0.195 | 0.273 | 0.094 | 0.234 | 0.328 | 33.35 | 83.36 | 116.71 | 40.19 | 100.04 | 140.23
VM5-1-#1/0 | 0.078 | 0.195 | 0.273 | 0.094 | 0.234 | 0.328 | 33.35 | 83.36 | 116.71 | 40.19 | 100.04 | 140.23
VM5-1-#4/0 | 0.078 | 0.195 | 0.273 | 0.094 | 0.234 | 0.328 | 33.35 | 83.36 | 116.71 | 40.19 | 100.04 | 140.23
VM5-2 | 0.07 | 0.1 | 0.17 | 0.084 | 0.12 | 0.204 | 29.93 | 42.75 | 72.68 | 35.91 | 51.3 | 87.21
VM5-2-#1/0 | 0.07 | 0.1 | 0.17 | 0.084 | 0.12 | 0.204 | 29.93 | 42.75 | 72.68 | 35.91 | 51.3 | 87.21
VM5-2-#4 | 0.07 | 0.1 | 0.17 | 0.084 | 0.12 | 0.204 | 29.93 | 42.75 | 72.68 | 35.91 | 51.3 | 87.21
VM5-2-4/0 | 0.07 | 0.1 | 0.17 | 0.084 | 0.12 | 0.204 | 29.93 | 42.75 | 72.68 | 35.91 | 51.3 | 87.21
VM5-2-336 | 0.07 | 0.1 | 0.17 | 0.084 | 0.12 | 0.204 | 29.93 | 42.75 | 72.68 | 35.91 | 51.3 | 87.21
VM5-3 | 0.126 | 0.18 | 0.306 | 0.151 | 0.216 | 0.367 | 53.87 | 76.95 | 130.82 | 64.55 | 92.34 | 156.89
VM5-3-#1/0 | 0.126 | 0.18 | 0.306 | 0.151 | 0.216 | 0.367 | 53.87 | 76.95 | 130.82 | 64.55 | 92.34 | 156.89
VM5-3-#336 | 0.126 | 0.18 | 0.306 | 0.151 | 0.216 | 0.367 | 53.87 | 76.95 | 130.82 | 64.55 | 92.34 | 156.89
VM5-3-#4 | 0.126 | 0.18 | 0.306 | 0.151 | 0.216 | 0.367 | 53.87 | 76.95 | 130.82 | 64.55 | 92.34 | 156.89
VM5-3-#4/0 | 0.126 | 0.18 | 0.306 | 0.151 | 0.216 | 0.367 | 53.87 | 76.95 | 130.82 | 64.55 | 92.34 | 156.89
VM5-4 | 0.056 | 0.086 | 0.142 | 0.067 | 0.103 | 0.17 | 23.94 | 36.77 | 60.71 | 28.64 | 44.03 | 72.67
VM5-4-#1/0 | 0.056 | 0.086 | 0.142 | 0.067 | 0.103 | 0.17 | 23.94 | 36.77 | 60.71 | 28.64 | 44.03 | 72.67
VM5-4-#336 | 0.056 | 0.086 | 0.142 | 0.067 | 0.103 | 0.17 | 23.94 | 36.77 | 60.71 | 28.64 | 44.03 | 72.67
VM5-4-#4 | 0.056 | 0.086 | 0.142 | 0.067 | 0.103 | 0.17 | 23.94 | 36.77 | 60.71 | 28.64 | 44.03 | 72.67
VM5-4-#4/0 | 0.056 | 0.086 | 0.142 | 0.067 | 0.103 | 0.17 | 23.94 | 36.77 | 60.71 | 28.64 | 44.03 | 72.67
VM5-5 | 0.07 | 0.1 | 0.17 | 0.084 | 0.12 | 0.204 | 29.93 | 42.75 | 72.68 | 35.91 | 51.3 | 87.21
VM5-5-#1/0 | 0.07 | 0.1 | 0.17 | 0.084 | 0.12 | 0.204 | 29.93 | 42.75 | 72.68 | 35.91 | 51.3 | 87.21
VM5-5-#336 | 0.07 | 0.1 | 0.17 | 0.084 | 0.12 | 0.204 | 29.93 | 42.75 | 72.68 | 35.91 | 51.3 | 87.21
VM5-5-#4 | 0.07 | 0.1 | 0.17 | 0.084 | 0.12 | 0.204 | 29.93 | 42.75 | 72.68 | 35.91 | 51.3 | 87.21
VM5-5-#4/0 | 0.07 | 0.1 | 0.17 | 0.084 | 0.12 | 0.204 | 29.93 | 42.75 | 72.68 | 35.91 | 51.3 | 87.21
VM5-5L | 0.07 | 0.1 | 0.17 | 0.084 | 0.12 | 0.204 | 29.93 | 42.75 | 72.68 | 35.91 | 51.3 | 87.21
VM5-5-L | 0.07 | 0.1 | 0.17 | 0.084 | 0.12 | 0.204 | 29.93 | 42.75 | 72.68 | 35.91 | 51.3 | 87.21
VM5-5L-336 | 0.07 | 0.1 | 0.17 | 0.084 | 0.12 | 0.204 | 29.93 | 42.75 | 72.68 | 35.91 | 51.3 | 87.21
VM5-5L-4/0 | 0.07 | 0.1 | 0.17 | 0.084 | 0.12 | 0.204 | 29.93 | 42.75 | 72.68 | 35.91 | 51.3 | 87.21
VM5-6 | 0.31 | 0.58 | 0.89 | 0.372 | 0.696 | 1.068 | 132.53 | 247.95 | 380.48 | 159.03 | 297.54 | 456.57
VM5-6B | 0.341 | 0.638 | 0.979 | 0.409 | 0.766 | 1.175 | 145.78 | 272.75 | 418.53 | 174.85 | 327.47 | 502.32
VM5-6C | 0.31 | 0.58 | 0.89 | 0.372 | 0.696 | 1.068 | 132.53 | 247.95 | 380.48 | 159.03 | 297.54 | 456.57
VM5-6G | 0.31 | 0.58 | 0.89 | 0.372 | 0.696 | 1.068 | 132.53 | 247.95 | 380.48 | 159.03 | 297.54 | 456.57
VM5-6G-A | 0.31 | 0.58 | 0.89 | 0.372 | 0.696 | 1.068 | 132.53 | 247.95 | 380.48 | 159.03 | 297.54 | 456.57
VM5-6G-B | 0.31 | 0.58 | 0.89 | 0.372 | 0.696 | 1.068 | 132.53 | 247.95 | 380.48 | 159.03 | 297.54 | 456.57
VM5-6S-A | 0.31 | 0.58 | 0.89 | 0.372 | 0.696 | 1.068 | 132.53 | 247.95 | 380.48 | 159.03 | 297.54 | 456.57
VM5-6R | 0.341 | 0.638 | 0.979 | 0.409 | 0.766 | 1.175 | 145.78 | 272.75 | 418.53 | 174.85 | 327.47 | 502.32
VM5-6R-A | 0.341 | 0.638 | 0.979 | 0.409 | 0.766 | 1.175 | 145.78 | 272.75 | 418.53 | 174.85 | 327.47 | 502.32
VM5-6R-B | 0.341 | 0.638 | 0.979 | 0.409 | 0.766 | 1.175 | 145.78 | 272.75 | 418.53 | 174.85 | 327.47 | 502.32
VM5-6S-B | 0.31 | 0.58 | 0.89 | 0.372 | 0.696 | 1.068 | 132.53 | 247.95 | 380.48 | 159.03 | 297.54 | 456.57
VM5-6-S-B | 0.31 | 0.58 | 0.89 | 0.372 | 0.696 | 1.068 | 132.53 | 247.95 | 380.48 | 159.03 | 297.54 | 456.57
VM5-6-3-A | 0.806 | 1.508 | 2.314 | 0.967 | 1.81 | 2.777 | 344.57 | 644.67 | 989.24 | 413.39 | 773.78 | 1187.17
VM5-6-3-B | 0.806 | 1.508 | 2.314 | 0.967 | 1.81 | 2.777 | 344.57 | 644.67 | 989.24 | 413.39 | 773.78 | 1187.17
VM5-7 | 0.0805 | 0.115 | 0.1955 | 0.097 | 0.138 | 0.235 | 34.41 | 49.16 | 83.57 | 41.47 | 59 | 100.47
VM5-8 | 0.164 | 0.212 | 0.376 | 0.197 | 0.254 | 0.451 | 70.11 | 90.63 | 160.74 | 84.22 | 108.59 | 192.81
VM5-8-S-#4 | 0.164 | 0.212 | 0.376 | 0.197 | 0.254 | 0.451 | 70.11 | 90.63 | 160.74 | 84.22 | 108.59 | 192.81
VM5-8-S-#1/0 | 0.164 | 0.212 | 0.376 | 0.197 | 0.254 | 0.451 | 70.11 | 90.63 | 160.74 | 84.22 | 108.59 | 192.81
VM5-8-S-#4/0 | 0.164 | 0.212 | 0.376 | 0.197 | 0.254 | 0.451 | 70.11 | 90.63 | 160.74 | 84.22 | 108.59 | 192.81
VM5-8-S-#336 | 0.164 | 0.212 | 0.376 | 0.197 | 0.254 | 0.451 | 70.11 | 90.63 | 160.74 | 84.22 | 108.59 | 192.81
VM5-8-#4 | 0.164 | 0.212 | 0.376 | 0.197 | 0.254 | 0.451 | 70.11 | 90.63 | 160.74 | 84.22 | 108.59 | 192.81
VM5-8-#1/0 | 0.164 | 0.212 | 0.376 | 0.197 | 0.254 | 0.451 | 70.11 | 90.63 | 160.74 | 84.22 | 108.59 | 192.81
VM5-8-#4/0 | 0.164 | 0.212 | 0.376 | 0.197 | 0.254 | 0.451 | 70.11 | 90.63 | 160.74 | 84.22 | 108.59 | 192.81
VM5-8-#336 | 0.164 | 0.212 | 0.376 | 0.197 | 0.254 | 0.451 | 70.11 | 90.63 | 160.74 | 84.22 | 108.59 | 192.81
VM5-9 | 0.17 | 0.33 | 0.5 | 0.204 | 0.396 | 0.6 | 72.68 | 141.08 | 213.76 | 87.21 | 169.29 | 256.5
VM5-9-GANG | 2 | 4 | 6 | 2.4 | 4.8 | 7.2 | 855 | 1710 | 2565 | 1026 | 2052 | 3078
VM5-9L | 0.2125 | 0.4125 | 0.625 | 0.255 | 0.495 | 0.75 | 90.84 | 176.34 | 267.18 | 109.01 | 211.61 | 320.62
VM5-9-2/0CU | 0.2975 | 0.5775 | 0.875 | 0.357 | 0.693 | 1.05 | 127.18 | 246.88 | 374.06 | 152.62 | 296.26 | 448.88
VM5-9-4/0CU | 0.2975 | 0.5775 | 0.875 | 0.357 | 0.693 | 1.05 | 127.18 | 246.88 | 374.06 | 152.62 | 296.26 | 448.88
VM5-9A | 0.2975 | 0.5775 | 0.875 | 0.357 | 0.693 | 1.05 | 127.18 | 246.88 | 374.06 | 152.62 | 296.26 | 448.88
VM5-9-#2CU | 0.2975 | 0.5775 | 0.875 | 0.357 | 0.693 | 1.05 | 127.18 | 246.88 | 374.06 | 152.62 | 296.26 | 448.88
VM5-10 | 0.07 | 0.1 | 0.17 | 0.084 | 0.12 | 0.204 | 29.93 | 42.75 | 72.68 | 35.91 | 51.3 | 87.21
VM5-13 | 0.077 | 0.123 | 0.2 | 0.092 | 0.148 | 0.24 | 32.92 | 52.58 | 85.5 | 39.33 | 63.27 | 102.6
VM5-15 | 0.17 | 0.27 | 0.44 | 0.204 | 0.324 | 0.528 | 72.68 | 115.43 | 188.11 | 87.21 | 138.51 | 225.72
XD8 | 0.17834 | 0.28325 | 0.46159 | 0.214 | 0.34 | 0.554 | 76.24 | 121.09 | 197.33 | 91.49 | 145.35 | 236.84
M5-14(4FT.) | 0.15895 | 0.25245 | 0.4114 | 0.191 | 0.303 | 0.494 | 67.95 | 107.92 | 175.87 | 81.65 | 129.53 | 211.18
M5-14 | 0.15895 | 0.25245 | 0.4114 | 0.191 | 0.303 | 0.494 | 67.95 | 107.92 | 175.87 | 81.65 | 129.53 | 211.18
VM5-16 | 0.187 | 0.297 | 0.484 | 0.224 | 0.356 | 0.581 | 79.94 | 126.97 | 206.91 | 95.76 | 152.19 | 247.95
VM5-17 | 0.07 | 0.112 | 0.182 | 0.084 | 0.134 | 0.218 | 29.93 | 47.88 | 77.81 | 35.91 | 57.29 | 93.2
VM5-20 | 0.0828 | 0.1242 | 0.207 | 0.099 | 0.149 | 0.248 | 35.4 | 53.1 | 88.5 | 42.32 | 63.7 | 106.02
VM5-20RI | 0.198 | 0.264 | 0.462 | 0.238 | 0.317 | 0.554 | 84.65 | 112.86 | 197.51 | 101.75 | 135.52 | 237.27
VM5-20R2 | 0.198 | 0.264 | 0.462 | 0.238 | 0.317 | 0.554 | 84.65 | 112.86 | 197.51 | 101.75 | 135.52 | 237.27
VM5-20-R | 0.198 | 0.264 | 0.462 | 0.238 | 0.317 | 0.554 | 84.65 | 112.86 | 197.51 | 101.75 | 135.52 | 237.27
VM5-20-S | 0.154 | 0.182 | 0.336 | 0.185 | 0.218 | 0.403 | 65.84 | 77.81 | 143.65 | 79.09 | 93.2 | 172.29
VM5-20-#1/0 | 0.154 | 0.182 | 0.336 | 0.185 | 0.218 | 0.403 | 65.84 | 77.81 | 143.65 | 79.09 | 93.2 | 172.29
VM5-20-#336 | 0.154 | 0.182 | 0.336 | 0.185 | 0.218 | 0.403 | 65.84 | 77.81 | 143.65 | 79.09 | 93.2 | 172.29
VM5-20-#4 | 0.154 | 0.182 | 0.336 | 0.185 | 0.218 | 0.403 | 65.84 | 77.81 | 143.65 | 79.09 | 93.2 | 172.29
VM5-20-#4/0 | 0.154 | 0.182 | 0.336 | 0.185 | 0.218 | 0.403 | 65.84 | 77.81 | 143.65 | 79.09 | 93.2 | 172.29
VM5-21-#4 | 0.154 | 0.182 | 0.336 | 0.185 | 0.218 | 0.403 | 65.84 | 77.81 | 143.65 | 79.09 | 93.2 | 172.29
VM5-21-1/0 | 0.154 | 0.182 | 0.336 | 0.185 | 0.218 | 0.403 | 65.84 | 77.81 | 143.65 | 79.09 | 93.2 | 172.29
VM5-21-#1/0 | 0.154 | 0.182 | 0.336 | 0.185 | 0.218 | 0.403 | 65.84 | 77.81 | 143.65 | 79.09 | 93.2 | 172.29
VM5-21-S-#1/0 | 0.154 | 0.182 | 0.336 | 0.185 | 0.218 | 0.403 | 65.84 | 77.81 | 143.65 | 79.09 | 93.2 | 172.29
VM5-21-S-4/0 | 0.154 | 0.182 | 0.336 | 0.185 | 0.218 | 0.403 | 65.84 | 77.81 | 143.65 | 79.09 | 93.2 | 172.29
VM5-21-#336 | 0.154 | 0.182 | 0.336 | 0.185 | 0.218 | 0.403 | 65.84 | 77.81 | 143.65 | 79.09 | 93.2 | 172.29
VM5-21-S-#336 | 0.154 | 0.182 | 0.336 | 0.185 | 0.218 | 0.403 | 65.84 | 77.81 | 143.65 | 79.09 | 93.2 | 172.29
VM5-21-#4/0 | 0.154 | 0.182 | 0.336 | 0.185 | 0.218 | 0.403 | 65.84 | 77.81 | 143.65 | 79.09 | 93.2 | 172.29
VM5-21-S-#4/0 | 0.154 | 0.182 | 0.336 | 0.185 | 0.218 | 0.403 | 65.84 | 77.81 | 143.65 | 79.09 | 93.2 | 172.29
VM5-21-S-#4 | 0.154 | 0.182 | 0.336 | 0.185 | 0.218 | 0.403 | 65.84 | 77.81 | 143.65 | 79.09 | 93.2 | 172.29
VM5-23 | 0.055 | 0.069 | 0.124 | 0.066 | 0.083 | 0.149 | 23.51 | 29.5 | 53.01 | 28.22 | 35.48 | 63.7
VM5-23R | 0.055 | 0.069 | 0.124 | 0.066 | 0.083 | 0.149 | 23.51 | 29.5 | 53.01 | 28.22 | 35.48 | 63.7
VM5-24-A | 0.07 | 0.1 | 0.17 | 0.084 | 0.12 | 0.204 | 29.93 | 42.75 | 72.68 | 35.91 | 51.3 | 87.21
VM5-24-B | 0.07 | 0.1 | 0.17 | 0.084 | 0.12 | 0.204 | 29.93 | 42.75 | 72.68 | 35.91 | 51.3 | 87.21
VM5-25 | 0.13 | 0.2 | 0.33 | 0.156 | 0.24 | 0.396 | 55.58 | 85.5 | 141.08 | 66.69 | 102.6 | 169.29
VM5-25-A | 0.13 | 0.2 | 0.33 | 0.156 | 0.24 | 0.396 | 55.58 | 85.5 | 141.08 | 66.69 | 102.6 | 169.29
VM5-25-B | 0.13 | 0.2 | 0.33 | 0.156 | 0.24 | 0.396 | 55.58 | 85.5 | 141.08 | 66.69 | 102.6 | 169.29
VM5-25-D | 0.13 | 0.2 | 0.33 | 0.156 | 0.24 | 0.396 | 55.58 | 85.5 | 141.08 | 66.69 | 102.6 | 169.29
VM5-25-E | 0.13 | 0.2 | 0.33 | 0.156 | 0.24 | 0.396 | 55.58 | 85.5 | 141.08 | 66.69 | 102.6 | 169.29
VM5-25-I | 0.25 | 0.5 | 0.75 | 0.3 | 0.6 | 0.9 | 106.88 | 213.75 | 320.63 | 128.25 | 256.5 | 384.75
VM5-25L | 0.13 | 0.2 | 0.33 | 0.156 | 0.24 | 0.396 | 55.58 | 85.5 | 141.08 | 66.69 | 102.6 | 169.29
VM5-26 | 0.107 | 0.139 | 0.246 | 0.128 | 0.167 | 0.295 | 45.74 | 59.42 | 105.16 | 54.72 | 71.39 | 126.11
VM7-1 | 1.53 | 2.6 | 4.13 | 1.836 | 3.12 | 4.956 | 654.08 | 1111.5 | 1765.58 | 784.89 | 1333.8 | 2118.69
VM7-2 | 2.907 | 4.94 | 7.847 | 3.488 | 5.928 | 9.416 | 1242.74 | 2111.85 | 3354.59 | 1491.12 | 2534.22 | 4025.34
VM7-3 | 7.5 | 13.85 | 21.35 | 9 | 16.62 | 25.62 | 3206.25 | 5920.88 | 9127.13 | 3847.5 | 7105.05 | 10952.55
VM7-3B | 7.5 | 13.85 | 21.35 | 9 | 16.62 | 25.62 | 3206.25 | 5920.88 | 9127.13 | 3847.5 | 7105.05 | 10952.55
VM9-13 | 1.3536 | 1.8063 | 3.1599 | 1.624 | 2.168 | 3.792 | 578.66 | 772.19 | 1350.85 | 694.26 | 926.82 | 1621.08
8'WOODPLATFORM | 1.5 | 2 | 3.5 | 1.8 | 2.4 | 4.2 | 641.25 | 855 | 1496.25 | 769.5 | 1026 | 1795.5
PLATFORM | 3 | 4 | 7 | 3.6 | 4.8 | 8.4 | 1282.5 | 1710 | 2992.5 | 1539 | 2052 | 3591
REG-CTRL-CABLE | 0.75 | 1.25 | 2 | 0.9 | 1.5 | 2.4 | 320.63 | 534.38 | 855.01 | 384.75 | 641.25 | 1026
DV-100A-R | 0.812 | 1.4 | 2.212 | 0.974 | 1.68 | 2.654 | 347.13 | 598.5 | 945.63 | 416.39 | 718.2 | 1134.59
DV-200A-R | 0.9744 | 1.68 | 2.6544 | 1.169 | 2.016 | 3.185 | 416.56 | 718.2 | 1134.76 | 499.75 | 861.84 | 1361.59
DV-231A-R | 1.1693 | 2.016 | 3.1853 | 1.403 | 2.419 | 3.822 | 499.87 | 861.84 | 1361.71 | 599.78 | 1034.12 | 1633.9
K-300A-R | 1.4031 | 2.4192 | 3.8223 | 1.684 | 2.903 | 4.587 | 599.84 | 1034.21 | 1634.05 | 719.91 | 1241.03 | 1960.94
L-100A-AB | 0.812 | 1.4 | 2.212 | 0.974 | 1.68 | 2.654 | 347.13 | 598.5 | 945.63 | 416.39 | 718.2 | 1134.59
L-100A-R | 0.812 | 1.4 | 2.212 | 0.974 | 1.68 | 2.654 | 347.13 | 598.5 | 945.63 | 416.39 | 718.2 | 1134.59
L-150A-R | 0.812 | 1.4 | 2.212 | 0.974 | 1.68 | 2.654 | 347.13 | 598.5 | 945.63 | 416.39 | 718.2 | 1134.59
L-15A-R | 0.3248 | 0.56 | 0.8848 | 0.39 | 0.672 | 1.062 | 138.85 | 239.4 | 378.25 | 166.73 | 287.28 | 454.01
L-219A-R | 1.1693 | 2.016 | 3.1853 | 1.403 | 2.419 | 3.822 | 499.87 | 861.84 | 1361.71 | 599.78 | 1034.12 | 1633.9
L-328A-R | 1.1693 | 2.016 | 3.1853 | 1.403 | 2.419 | 3.822 | 499.87 | 861.84 | 1361.71 | 599.78 | 1034.12 | 1633.9
L-50A-38.1R | 0.609 | 1.05 | 1.659 | 0.731 | 1.26 | 1.991 | 260.35 | 448.88 | 709.23 | 312.5 | 538.65 | 851.15
L-50A-39.8R | 0.609 | 1.05 | 1.659 | 0.731 | 1.26 | 1.991 | 260.35 | 448.88 | 709.23 | 312.5 | 538.65 | 851.15
L-75A-R | 0.812 | 1.4 | 2.212 | 0.974 | 1.68 | 2.654 | 347.13 | 598.5 | 945.63 | 416.39 | 718.2 | 1134.59
V-100A-AB | 0.812 | 1.4 | 2.212 | 0.974 | 1.68 | 2.654 | 347.13 | 598.5 | 945.63 | 416.39 | 718.2 | 1134.59
V-100A-R | 0.812 | 1.4 | 2.212 | 0.974 | 1.68 | 2.654 | 347.13 | 598.5 | 945.63 | 416.39 | 718.2 | 1134.59
V-200A-R | 0.974 | 1.68 | 2.654 | 1.169 | 2.016 | 3.185 | 416.39 | 718.2 | 1134.59 | 499.75 | 861.84 | 1361.59
VM9-13S | 2.3849 | 3.669 | 6.0539 | 2.862 | 4.403 | 7.265 | 1019.52 | 1568.5 | 2588.02 | 1223.51 | 1882.28 | 3105.79
VM9-14A | 1.6986 | 2.6133 | 4.3119 | 2.038 | 3.136 | 5.174 | 726.16 | 1117.16 | 1843.32 | 871.25 | 1340.64 | 2211.89
VM9-15A | 2.3849 | 3.669 | 6.0539 | 2.862 | 4.403 | 7.265 | 1019.52 | 1568.5 | 2588.02 | 1223.51 | 1882.28 | 3105.79
VM9-15B | 2.3849 | 3.669 | 6.0539 | 2.862 | 4.403 | 7.265 | 1019.52 | 1568.5 | 2588.02 | 1223.51 | 1882.28 | 3105.79
VM9-16A-PFC | 2.0271 | 3.1187 | 5.1458 | 2.433 | 3.742 | 6.175 | 866.59 | 1333.22 | 2199.81 | 1040.11 | 1599.71 | 2639.82
VM9-16A-VS | 2.3849 | 3.669 | 6.0539 | 2.862 | 4.403 | 7.265 | 1019.52 | 1568.5 | 2588.02 | 1223.51 | 1882.28 | 3105.79
VM9-16B-PFC | 2.0271 | 3.1187 | 5.1458 | 2.433 | 3.742 | 6.175 | 866.59 | 1333.22 | 2199.81 | 1040.11 | 1599.71 | 2639.82
VM9-16B-VS | 2.3849 | 3.669 | 6.0539 | 2.862 | 4.403 | 7.265 | 1019.52 | 1568.5 | 2588.02 | 1223.51 | 1882.28 | 3105.79
VM9-16-PFC | 2.027 | 3.119 | 5.146 | 2.432 | 3.743 | 6.175 | 866.54 | 1333.37 | 2199.91 | 1039.68 | 1600.13 | 2639.81
VM11-20 | 0.246 | 0.377 | 0.623 | 0.295 | 0.452 | 0.748 | 105.17 | 161.17 | 266.34 | 126.11 | 193.23 | 319.34
VM11-24 | 0.246 | 0.377 | 0.623 | 0.295 | 0.452 | 0.748 | 105.17 | 161.17 | 266.34 | 126.11 | 193.23 | 319.34
VM11-36 | 0.246 | 0.377 | 0.623 | 0.295 | 0.452 | 0.748 | 105.17 | 161.17 | 266.34 | 126.11 | 193.23 | 319.34
VM33-1 | 0.66938 | 0.7875 | 1.4569 | 0.803 | 0.945 | 1.748 | 286.16 | 336.66 | 622.82 | 343.28 | 403.99 | 747.27
VM33-2 | 0.83672 | 0.98438 | 1.8211 | 1.004 | 1.181 | 2.185 | 357.7 | 420.82 | 778.52 | 429.21 | 504.88 | 934.09
VM33-3 | 0.75862 | 0.8925 | 1.6511 | 0.91 | 1.071 | 1.981 | 324.31 | 381.54 | 705.85 | 389.03 | 457.85 | 846.88
VM33-4 | 0.94828 | 1.1156 | 2.0639 | 1.138 | 1.339 | 2.477 | 405.39 | 476.93 | 882.32 | 486.5 | 572.42 | 1058.92
VM33-5 | 0.8925 | 1.05 | 1.9425 | 1.071 | 1.26 | 2.331 | 381.54 | 448.88 | 830.42 | 457.85 | 538.65 | 996.5
VM33-6 | 1.1156 | 1.3125 | 2.4281 | 1.339 | 1.575 | 2.914 | 476.93 | 561.09 | 1038.02 | 572.42 | 673.31 | 1245.73
VM45-21-1/0 | 0.20215 | 0.311 | 0.51315 | 0.243 | 0.373 | 0.616 | 86.42 | 132.95 | 219.37 | 103.88 | 159.46 | 263.34
VM45-21-336 | 0.2626 | 0.4043 | 0.6669 | 0.315 | 0.485 | 0.8 | 112.26 | 172.84 | 285.1 | 134.66 | 207.34 | 342
VM45-21-4/0 | 0.20215 | 0.311 | 0.51315 | 0.243 | 0.373 | 0.616 | 86.42 | 132.95 | 219.37 | 103.88 | 159.46 | 263.34
VM45-21-#4 | 0.20215 | 0.311 | 0.51315 | 0.243 | 0.373 | 0.616 | 86.42 | 132.95 | 219.37 | 103.88 | 159.46 | 263.34
VF300VR | 1.394 | 2.145 | 3.539 | 1.673 | 2.574 | 4.247 | 595.94 | 916.99 | 1512.93 | 715.21 | 1100.39 | 1815.6
VS300VR | 1.394 | 2.145 | 3.539 | 1.673 | 2.574 | 4.247 | 595.94 | 916.99 | 1512.93 | 715.21 | 1100.39 | 1815.6
VS600R | 1.394 | 2.145 | 3.539 | 1.673 | 2.574 | 4.247 | 595.94 | 916.99 | 1512.93 | 715.21 | 1100.39 | 1815.6
VS600VR | 1.394 | 2.145 | 3.539 | 1.673 | 2.574 | 4.247 | 595.94 | 916.99 | 1512.93 | 715.21 | 1100.39 | 1815.6
UM2 | 1.43 | 2.2 | 3.63 | 1.716 | 2.64 | 4.356 | 611.33 | 940.5 | 1551.83 | 733.59 | 1128.6 | 1862.19
UM2-1A-OH-A | 1.43 | 2.2 | 3.63 | 1.716 | 2.64 | 4.356 | 611.33 | 940.5 | 1551.83 | 733.59 | 1128.6 | 1862.19
UM2-1A-OH-B | 1.43 | 2.2 | 3.63 | 1.716 | 2.64 | 4.356 | 611.33 | 940.5 | 1551.83 | 733.59 | 1128.6 | 1862.19
UM2-1A-OH-C | 1.43 | 2.2 | 3.63 | 1.716 | 2.64 | 4.356 | 611.33 | 940.5 | 1551.83 | 733.59 | 1128.6 | 1862.19
UM2-1A-OH-D | 1.43 | 2.2 | 3.63 | 1.716 | 2.64 | 4.356 | 611.33 | 940.5 | 1551.83 | 733.59 | 1128.6 | 1862.19
UM2-1A-OH-E | 1.43 | 2.2 | 3.63 | 1.716 | 2.64 | 4.356 | 611.33 | 940.5 | 1551.83 | 733.59 | 1128.6 | 1862.19
UM2-1A-OH-F | 1.43 | 2.2 | 3.63 | 1.716 | 2.64 | 4.356 | 611.33 | 940.5 | 1551.83 | 733.59 | 1128.6 | 1862.19
UM2-1B-OH-A | 1.43 | 2.2 | 3.63 | 1.716 | 2.64 | 4.356 | 611.33 | 940.5 | 1551.83 | 733.59 | 1128.6 | 1862.19
UM2-1B-OH-B | 1.43 | 2.2 | 3.63 | 1.716 | 2.64 | 4.356 | 611.33 | 940.5 | 1551.83 | 733.59 | 1128.6 | 1862.19
UM2-1B-OH-C | 1.43 | 2.2 | 3.63 | 1.716 | 2.64 | 4.356 | 611.33 | 940.5 | 1551.83 | 733.59 | 1128.6 | 1862.19
UM2-1B-OH-D | 1.43 | 2.2 | 3.63 | 1.716 | 2.64 | 4.356 | 611.33 | 940.5 | 1551.83 | 733.59 | 1128.6 | 1862.19
UM2-1B-OH-E | 1.43 | 2.2 | 3.63 | 1.716 | 2.64 | 4.356 | 611.33 | 940.5 | 1551.83 | 733.59 | 1128.6 | 1862.19
UM2-1B-OH-F | 1.43 | 2.2 | 3.63 | 1.716 | 2.64 | 4.356 | 611.33 | 940.5 | 1551.83 | 733.59 | 1128.6 | 1862.19
UM2-2B-OH-A | 1.2961 | 1.994 | 3.2901 | 1.555 | 2.393 | 3.948 | 554.08 | 852.44 | 1406.52 | 664.76 | 1023.01 | 1687.77
UM2-2B-OH-B | 1.2961 | 1.994 | 3.2901 | 1.555 | 2.393 | 3.948 | 554.08 | 852.44 | 1406.52 | 664.76 | 1023.01 | 1687.77
UM2-2B-OH-C | 1.2961 | 1.994 | 3.2901 | 1.555 | 2.393 | 3.948 | 554.08 | 852.44 | 1406.52 | 664.76 | 1023.01 | 1687.77
UM2-2-OH-A | 1.137 | 1.912 | 3.049 | 1.364 | 2.294 | 3.659 | 486.07 | 817.38 | 1303.45 | 583.11 | 980.69 | 1563.8
UM2-2-OH-B | 1.137 | 1.912 | 3.049 | 1.364 | 2.294 | 3.659 | 486.07 | 817.38 | 1303.45 | 583.11 | 980.69 | 1563.8
UM2-2-OH-C | 1.137 | 1.912 | 3.049 | 1.364 | 2.294 | 3.659 | 486.07 | 817.38 | 1303.45 | 583.11 | 980.69 | 1563.8
UM2-3A-OH-A | 2.7755 | 4.27 | 7.0455 | 3.331 | 5.124 | 8.455 | 1186.53 | 1825.43 | 3011.96 | 1424 | 2190.51 | 3614.51
UM2-3A-OH-B | 2.7755 | 4.27 | 7.0455 | 3.331 | 5.124 | 8.455 | 1186.53 | 1825.43 | 3011.96 | 1424 | 2190.51 | 3614.51
UM2-3A-OH-C | 2.7755 | 4.27 | 7.0455 | 3.331 | 5.124 | 8.455 | 1186.53 | 1825.43 | 3011.96 | 1424 | 2190.51 | 3614.51
UM2-3A-OH-D | 2.7755 | 4.27 | 7.0455 | 3.331 | 5.124 | 8.455 | 1186.53 | 1825.43 | 3011.96 | 1424 | 2190.51 | 3614.51
UM2-3A-OH-E | 2.7755 | 4.27 | 7.0455 | 3.331 | 5.124 | 8.455 | 1186.53 | 1825.43 | 3011.96 | 1424 | 2190.51 | 3614.51
UM2-3A-OH-F | 2.7755 | 4.27 | 7.0455 | 3.331 | 5.124 | 8.455 | 1186.53 | 1825.43 | 3011.96 | 1424 | 2190.51 | 3614.51
UM2-3B-OH-A | 2.7755 | 4.27 | 7.0455 | 3.331 | 5.124 | 8.455 | 1186.53 | 1825.43 | 3011.96 | 1424 | 2190.51 | 3614.51
UM2-3B-OH-B | 2.7755 | 4.27 | 7.0455 | 3.331 | 5.124 | 8.455 | 1186.53 | 1825.43 | 3011.96 | 1424 | 2190.51 | 3614.51
UM2-3B-OH-C | 2.7755 | 4.27 | 7.0455 | 3.331 | 5.124 | 8.455 | 1186.53 | 1825.43 | 3011.96 | 1424 | 2190.51 | 3614.51
UM2-3B-OH-D | 2.7755 | 4.27 | 7.0455 | 3.331 | 5.124 | 8.455 | 1186.53 | 1825.43 | 3011.96 | 1424 | 2190.51 | 3614.51
UM2-3B-OH-E | 2.7755 | 4.27 | 7.0455 | 3.331 | 5.124 | 8.455 | 1186.53 | 1825.43 | 3011.96 | 1424 | 2190.51 | 3614.51
UM2-3B-OH-F | 2.7755 | 4.27 | 7.0455 | 3.331 | 5.124 | 8.455 | 1186.53 | 1825.43 | 3011.96 | 1424 | 2190.51 | 3614.51
UM2-3-OH-A | 2.7755 | 4.27 | 7.0455 | 3.331 | 5.124 | 8.455 | 1186.53 | 1825.43 | 3011.96 | 1424 | 2190.51 | 3614.51
UM2-3-OH-B | 2.7755 | 4.27 | 7.0455 | 3.331 | 5.124 | 8.455 | 1186.53 | 1825.43 | 3011.96 | 1424 | 2190.51 | 3614.51
UM2-3-OH-C | 2.7755 | 4.27 | 7.0455 | 3.331 | 5.124 | 8.455 | 1186.53 | 1825.43 | 3011.96 | 1424 | 2190.51 | 3614.51
UM2-3-OH-D | 2.7755 | 4.27 | 7.0455 | 3.331 | 5.124 | 8.455 | 1186.53 | 1825.43 | 3011.96 | 1424 | 2190.51 | 3614.51
UM2-3-OH-E | 2.7755 | 4.27 | 7.0455 | 3.331 | 5.124 | 8.455 | 1186.53 | 1825.43 | 3011.96 | 1424 | 2190.51 | 3614.51
UM2-3-OH-F | 2.7755 | 4.27 | 7.0455 | 3.331 | 5.124 | 8.455 | 1186.53 | 1825.43 | 3011.96 | 1424 | 2190.51 | 3614.51
UM2-2-3-OH-A | 1.9 | 3.782 | 5.682 | 2.28 | 4.538 | 6.818 | 812.25 | 1616.81 | 2429.06 | 974.7 | 1940 | 2914.7
UM2-2-3-OH-B | 1.9 | 3.782 | 5.682 | 2.28 | 4.538 | 6.818 | 812.25 | 1616.81 | 2429.06 | 974.7 | 1940 | 2914.7
UM2-2-3-OH-C | 1.9 | 3.782 | 5.682 | 2.28 | 4.538 | 6.818 | 812.25 | 1616.81 | 2429.06 | 974.7 | 1940 | 2914.7
UM2-2-4-OH-A | 3.796 | 5.84 | 9.636 | 4.555 | 7.008 | 11.563 | 1622.79 | 2496.6 | 4119.39 | 1947.26 | 2995.92 | 4943.18
UM2-2-4-OH-B | 3.796 | 5.84 | 9.636 | 4.555 | 7.008 | 11.563 | 1622.79 | 2496.6 | 4119.39 | 1947.26 | 2995.92 | 4943.18
UM2-2-4-OH-C | 3.796 | 5.84 | 9.636 | 4.555 | 7.008 | 11.563 | 1622.79 | 2496.6 | 4119.39 | 1947.26 | 2995.92 | 4943.18
UM2-2-4-OH-D | 3.796 | 5.84 | 9.636 | 4.555 | 7.008 | 11.563 | 1622.79 | 2496.6 | 4119.39 | 1947.26 | 2995.92 | 4943.18
UM2-2-4-OH-E | 3.796 | 5.84 | 9.636 | 4.555 | 7.008 | 11.563 | 1622.79 | 2496.6 | 4119.39 | 1947.26 | 2995.92 | 4943.18
UM2-2-5-OH-B | 4.16 | 6.4 | 10.56 | 4.992 | 7.68 | 12.672 | 1778.4 | 2736 | 4514.4 | 2134.08 | 3283.2 | 5417.28
UM2-2-5-OH-D | 4.16 | 6.4 | 10.56 | 4.992 | 7.68 | 12.672 | 1778.4 | 2736 | 4514.4 | 2134.08 | 3283.2 | 5417.28
UM2-2-5-OH-E | 4.16 | 6.4 | 10.56 | 4.992 | 7.68 | 12.672 | 1778.4 | 2736 | 4514.4 | 2134.08 | 3283.2 | 5417.28
UM2-2-5-OH-F | 4.16 | 6.4 | 10.56 | 4.992 | 7.68 | 12.672 | 1778.4 | 2736 | 4514.4 | 2134.08 | 3283.2 | 5417.28
UM2-4-OH-A | 4.004 | 6.16 | 10.164 | 4.805 | 7.392 | 12.197 | 1711.71 | 2633.4 | 4345.11 | 2054.14 | 3160.08 | 5214.22
UM2-4-OH-B | 4.004 | 6.16 | 10.164 | 4.805 | 7.392 | 12.197 | 1711.71 | 2633.4 | 4345.11 | 2054.14 | 3160.08 | 5214.22
UM2-4-OH-C | 4.004 | 6.16 | 10.164 | 4.805 | 7.392 | 12.197 | 1711.71 | 2633.4 | 4345.11 | 2054.14 | 3160.08 | 5214.22
UM2-4-OH-D | 4.004 | 6.16 | 10.164 | 4.805 | 7.392 | 12.197 | 1711.71 | 2633.4 | 4345.11 | 2054.14 | 3160.08 | 5214.22
UM2-4-OH-E | 4.004 | 6.16 | 10.164 | 4.805 | 7.392 | 12.197 | 1711.71 | 2633.4 | 4345.11 | 2054.14 | 3160.08 | 5214.22
UM2-4-OH-F | 4.004 | 6.16 | 10.164 | 4.805 | 7.392 | 12.197 | 1711.71 | 2633.4 | 4345.11 | 2054.14 | 3160.08 | 5214.22
UM2-OH-A | 1.7388 | 2.898 | 4.6368 | 2.087 | 3.478 | 5.564 | 743.34 | 1238.9 | 1982.24 | 892.19 | 1486.85 | 2379.04
UM2-OH-B | 1.7388 | 2.898 | 4.6368 | 2.087 | 3.478 | 5.564 | 743.34 | 1238.9 | 1982.24 | 892.19 | 1486.85 | 2379.04
UM2-OH-C | 1.7388 | 2.898 | 4.6368 | 2.087 | 3.478 | 5.564 | 743.34 | 1238.9 | 1982.24 | 892.19 | 1486.85 | 2379.04
UM2-OH-D | 1.7388 | 2.898 | 4.6368 | 2.087 | 3.478 | 5.564 | 743.34 | 1238.9 | 1982.24 | 892.19 | 1486.85 | 2379.04
UM2-OH-E | 1.7388 | 2.898 | 4.6368 | 2.087 | 3.478 | 5.564 | 743.34 | 1238.9 | 1982.24 | 892.19 | 1486.85 | 2379.04
UM2-OH-F | 1.7388 | 2.898 | 4.6368 | 2.087 | 3.478 | 5.564 | 743.34 | 1238.9 | 1982.24 | 892.19 | 1486.85 | 2379.04
UM5 | 1.185 | 1.975 | 3.16 | 1.422 | 2.37 | 3.792 | 506.59 | 844.31 | 1350.9 | 607.91 | 1013.18 | 1621.09
UM5-2 | 1.185 | 1.975 | 3.16 | 1.422 | 2.37 | 3.792 | 506.59 | 844.31 | 1350.9 | 607.91 | 1013.18 | 1621.09
Pole Adder: | [6 empty] | 1.2 | 1.2 |  | 1.2 | 1.2
20-3 | 0.72 | 0.819 | 1.539 | 0.864 | 0.983 | 1.847 | 369.36 | 420.15 | 789.51 | 443.23 | 504.28 | 947.51
25-5 | 0.72 | 0.819 | 1.539 | 0.864 | 0.983 | 1.847 | 369.36 | 420.15 | 789.51 | 443.23 | 504.28 | 947.51
25-6 | 0.72 | 0.819 | 1.539 | 0.864 | 0.983 | 1.847 | 369.36 | 420.15 | 789.51 | 443.23 | 504.28 | 947.51
25-7 | 0.72 | 0.819 | 1.539 | 0.864 | 0.983 | 1.847 | 369.36 | 420.15 | 789.51 | 443.23 | 504.28 | 947.51
25-8 | 0.72 | 0.819 | 1.539 | 0.864 | 0.983 | 1.847 | 369.36 | 420.15 | 789.51 | 443.23 | 504.28 | 947.51
25-9 | 0.72 | 0.819 | 1.539 | 0.864 | 0.983 | 1.847 | 369.36 | 420.15 | 789.51 | 443.23 | 504.28 | 947.51
30-1 | 0.8 | 0.91 | 1.71 | 0.96 | 1.092 | 2.052 | 410.4 | 466.83 | 877.23 | 492.48 | 560.2 | 1052.68
30-2 | 0.8 | 0.91 | 1.71 | 0.96 | 1.092 | 2.052 | 410.4 | 466.83 | 877.23 | 492.48 | 560.2 | 1052.68
30-3 | 0.8 | 0.91 | 1.71 | 0.96 | 1.092 | 2.052 | 410.4 | 466.83 | 877.23 | 492.48 | 560.2 | 1052.68
30-4 | 0.8 | 0.91 | 1.71 | 0.96 | 1.092 | 2.052 | 410.4 | 466.83 | 877.23 | 492.48 | 560.2 | 1052.68
30-5 | 0.8 | 0.91 | 1.71 | 0.96 | 1.092 | 2.052 | 410.4 | 466.83 | 877.23 | 492.48 | 560.2 | 1052.68
30-6 | 0.8 | 0.91 | 1.71 | 0.96 | 1.092 | 2.052 | 410.4 | 466.83 | 877.23 | 492.48 | 560.2 | 1052.68
30-6C | 0.8 | 0.91 | 1.71 | 0.96 | 1.092 | 2.052 | 410.4 | 466.83 | 877.23 | 492.48 | 560.2 | 1052.68
30-7 | 0.8 | 0.91 | 1.71 | 0.96 | 1.092 | 2.052 | 410.4 | 466.83 | 877.23 | 492.48 | 560.2 | 1052.68
30-8 | 0.8 | 0.91 | 1.71 | 0.96 | 1.092 | 2.052 | 410.4 | 466.83 | 877.23 | 492.48 | 560.2 | 1052.68
30-9 | 0.8 | 0.91 | 1.71 | 0.96 | 1.092 | 2.052 | 410.4 | 466.83 | 877.23 | 492.48 | 560.2 | 1052.68
35-1 | 0.8 | 0.91 | 1.71 | 0.96 | 1.092 | 2.052 | 410.4 | 466.83 | 877.23 | 492.48 | 560.2 | 1052.68
35-2 | 0.8 | 0.91 | 1.71 | 0.96 | 1.092 | 2.052 | 410.4 | 466.83 | 877.23 | 492.48 | 560.2 | 1052.68
35-3 | 0.8 | 0.91 | 1.71 | 0.96 | 1.092 | 2.052 | 410.4 | 466.83 | 877.23 | 492.48 | 560.2 | 1052.68
35-4 | 0.8 | 0.91 | 1.71 | 0.96 | 1.092 | 2.052 | 410.4 | 466.83 | 877.23 | 492.48 | 560.2 | 1052.68
35-5 | 0.8 | 0.91 | 1.71 | 0.96 | 1.092 | 2.052 | 410.4 | 466.83 | 877.23 | 492.48 | 560.2 | 1052.68
35-6 | 0.8 | 0.91 | 1.71 | 0.96 | 1.092 | 2.052 | 410.4 | 466.83 | 877.23 | 492.48 | 560.2 | 1052.68
35-6C | 0.8 | 0.91 | 1.71 | 0.96 | 1.092 | 2.052 | 410.4 | 466.83 | 877.23 | 492.48 | 560.2 | 1052.68
35-7 | 0.8 | 0.91 | 1.71 | 0.96 | 1.092 | 2.052 | 410.4 | 466.83 | 877.23 | 492.48 | 560.2 | 1052.68
40-1 | 0.967 | 1.1 | 2.067 | 1.16 | 1.32 | 2.48 | 496.07 | 564.3 | 1060.37 | 595.08 | 677.16 | 1272.24
40-2 | 0.967 | 1.1 | 2.067 | 1.16 | 1.32 | 2.48 | 496.07 | 564.3 | 1060.37 | 595.08 | 677.16 | 1272.24
40-3 | 0.967 | 1.1 | 2.067 | 1.16 | 1.32 | 2.48 | 496.07 | 564.3 | 1060.37 | 595.08 | 677.16 | 1272.24
40-3S | 1.4505 | 1.65 | 3.1005 | 1.741 | 1.98 | 3.721 | 744.11 | 846.45 | 1590.56 | 893.13 | 1015.74 | 1908.87
40-4 | 0.967 | 1.1 | 2.067 | 1.16 | 1.32 | 2.48 | 496.07 | 564.3 | 1060.37 | 595.08 | 677.16 | 1272.24
40-5 | 0.967 | 1.1 | 2.067 | 1.16 | 1.32 | 2.48 | 496.07 | 564.3 | 1060.37 | 595.08 | 677.16 | 1272.24
40-6 | 0.967 | 1.1 | 2.067 | 1.16 | 1.32 | 2.48 | 496.07 | 564.3 | 1060.37 | 595.08 | 677.16 | 1272.24
40-7 | 0.967 | 1.1 | 2.067 | 1.16 | 1.32 | 2.48 | 496.07 | 564.3 | 1060.37 | 595.08 | 677.16 | 1272.24
45-1 | 0.967 | 1.1 | 2.067 | 1.16 | 1.32 | 2.48 | 496.07 | 564.3 | 1060.37 | 595.08 | 677.16 | 1272.24
45-1DS | 0.967 | 1.1 | 2.067 | 1.16 | 1.32 | 2.48 | 496.07 | 564.3 | 1060.37 | 595.08 | 677.16 | 1272.24
45-1S | 0.967 | 1.1 | 2.067 | 1.16 | 1.32 | 2.48 | 496.07 | 564.3 | 1060.37 | 595.08 | 677.16 | 1272.24
45-2 | 0.967 | 1.1 | 2.067 | 1.16 | 1.32 | 2.48 | 496.07 | 564.3 | 1060.37 | 595.08 | 677.16 | 1272.24
45-2DS | 0.967 | 1.1 | 2.067 | 1.16 | 1.32 | 2.48 | 496.07 | 564.3 | 1060.37 | 595.08 | 677.16 | 1272.24
45-2S | 0.967 | 1.1 | 2.067 | 1.16 | 1.32 | 2.48 | 496.07 | 564.3 | 1060.37 | 595.08 | 677.16 | 1272.24
45-3 | 0.967 | 1.1 | 2.067 | 1.16 | 1.32 | 2.48 | 496.07 | 564.3 | 1060.37 | 595.08 | 677.16 | 1272.24
45-3DS | 0.967 | 1.1 | 2.067 | 1.16 | 1.32 | 2.48 | 496.07 | 564.3 | 1060.37 | 595.08 | 677.16 | 1272.24
45-3S | 0.967 | 1.1 | 2.067 | 1.16 | 1.32 | 2.48 | 496.07 | 564.3 | 1060.37 | 595.08 | 677.16 | 1272.24
45-4DS | 0.967 | 1.1 | 2.067 | 1.16 | 1.32 | 2.48 | 496.07 | 564.3 | 1060.37 | 595.08 | 677.16 | 1272.24
45-4S | 0.967 | 1.1 | 2.067 | 1.16 | 1.32 | 2.48 | 496.07 | 564.3 | 1060.37 | 595.08 | 677.16 | 1272.24
45-4 | 0.967 | 1.1 | 2.067 | 1.16 | 1.32 | 2.48 | 496.07 | 564.3 | 1060.37 | 595.08 | 677.16 | 1272.24
45-5 | 0.967 | 1.1 | 2.067 | 1.16 | 1.32 | 2.48 | 496.07 | 564.3 | 1060.37 | 595.08 | 677.16 | 1272.24
45-6 | 0.967 | 1.1 | 2.067 | 1.16 | 1.32 | 2.48 | 496.07 | 564.3 | 1060.37 | 595.08 | 677.16 | 1272.24
50-1 | 1.633 | 1.9 | 3.533 | 1.96 | 2.28 | 4.24 | 837.73 | 974.7 | 1812.43 | 1005.48 | 1169.64 | 2175.12
50-1S | 1.633 | 1.9 | 3.533 | 1.96 | 2.28 | 4.24 | 837.73 | 974.7 | 1812.43 | 1005.48 | 1169.64 | 2175.12
50-1DS | 1.633 | 1.9 | 3.533 | 1.96 | 2.28 | 4.24 | 837.73 | 974.7 | 1812.43 | 1005.48 | 1169.64 | 2175.12
50-2 | 1.633 | 1.9 | 3.533 | 1.96 | 2.28 | 4.24 | 837.73 | 974.7 | 1812.43 | 1005.48 | 1169.64 | 2175.12
50-2S | 1.633 | 1.9 | 3.533 | 1.96 | 2.28 | 4.24 | 837.73 | 974.7 | 1812.43 | 1005.48 | 1169.64 | 2175.12
50-2DS | 1.633 | 1.9 | 3.533 | 1.96 | 2.28 | 4.24 | 837.73 | 974.7 | 1812.43 | 1005.48 | 1169.64 | 2175.12
50-3 | 1.633 | 1.9 | 3.533 | 1.96 | 2.28 | 4.24 | 837.73 | 974.7 | 1812.43 | 1005.48 | 1169.64 | 2175.12
50-3DS | 1.633 | 1.9 | 3.533 | 1.96 | 2.28 | 4.24 | 837.73 | 974.7 | 1812.43 | 1005.48 | 1169.64 | 2175.12
50-3S | 1.633 | 1.9 | 3.533 | 1.96 | 2.28 | 4.24 | 837.73 | 974.7 | 1812.43 | 1005.48 | 1169.64 | 2175.12
50-4DS | 1.633 | 1.9 | 3.533 | 1.96 | 2.28 | 4.24 | 837.73 | 974.7 | 1812.43 | 1005.48 | 1169.64 | 2175.12
50-4S | 1.633 | 1.9 | 3.533 | 1.96 | 2.28 | 4.24 | 837.73 | 974.7 | 1812.43 | 1005.48 | 1169.64 | 2175.12
50-4 | 1.633 | 1.9 | 3.533 | 1.96 | 2.28 | 4.24 | 837.73 | 974.7 | 1812.43 | 1005.48 | 1169.64 | 2175.12
50-5 | 1.633 | 1.9 | 3.533 | 1.96 | 2.28 | 4.24 | 837.73 | 974.7 | 1812.43 | 1005.48 | 1169.64 | 2175.12
55-1 | 1.9 | 2.233 | 4.133 | 2.28 | 2.68 | 4.96 | 974.7 | 1145.53 | 2120.23 | 1169.64 | 1374.84 | 2544.48
55-1DS | 1.9 | 2.233 | 4.133 | 2.28 | 2.68 | 4.96 | 974.7 | 1145.53 | 2120.23 | 1169.64 | 1374.84 | 2544.48
55-1S | 1.9 | 2.233 | 4.133 | 2.28 | 2.68 | 4.96 | 974.7 | 1145.53 | 2120.23 | 1169.64 | 1374.84 | 2544.48
55-C1 | 3.61 | 4.2427 | 7.8527 | 4.332 | 5.091 | 9.423 | 1851.93 | 2176.51 | 4028.44 | 2222.32 | 2611.68 | 4834
55-2 | 1.9 | 2.233 | 4.133 | 2.28 | 2.68 | 4.96 | 974.7 | 1145.53 | 2120.23 | 1169.64 | 1374.84 | 2544.48
55-2DS | 1.9 | 2.233 | 4.133 | 2.28 | 2.68 | 4.96 | 974.7 | 1145.53 | 2120.23 | 1169.64 | 1374.84 | 2544.48
55-2S | 1.9 | 2.233 | 4.133 | 2.28 | 2.68 | 4.96 | 974.7 | 1145.53 | 2120.23 | 1169.64 | 1374.84 | 2544.48
55-3 | 1.9 | 2.233 | 4.133 | 2.28 | 2.68 | 4.96 | 974.7 | 1145.53 | 2120.23 | 1169.64 | 1374.84 | 2544.48
55-3DS | 1.9 | 2.233 | 4.133 | 2.28 | 2.68 | 4.96 | 974.7 | 1145.53 | 2120.23 | 1169.64 | 1374.84 | 2544.48
55-3S | 1.9 | 2.233 | 4.133 | 2.28 | 2.68 | 4.96 | 974.7 | 1145.53 | 2120.23 | 1169.64 | 1374.84 | 2544.48
55-4 | 1.9 | 2.233 | 4.133 | 2.28 | 2.68 | 4.96 | 974.7 | 1145.53 | 2120.23 | 1169.64 | 1374.84 | 2544.48
55-4DS | 1.9 | 2.233 | 4.133 | 2.28 | 2.68 | 4.96 | 974.7 | 1145.53 | 2120.23 | 1169.64 | 1374.84 | 2544.48
55-4S | 1.9 | 2.233 | 4.133 | 2.28 | 2.68 | 4.96 | 974.7 | 1145.53 | 2120.23 | 1169.64 | 1374.84 | 2544.48
55-5 | 1.9 | 2.233 | 4.133 | 2.28 | 2.68 | 4.96 | 974.7 | 1145.53 | 2120.23 | 1169.64 | 1374.84 | 2544.48
60-1 | 2.09 | 2.456 | 4.546 | 2.508 | 2.947 | 5.455 | 1072.17 | 1259.93 | 2332.1 | 1286.6 | 1511.81 | 2798.41
60-1DS | 2.09 | 2.456 | 4.546 | 2.508 | 2.947 | 5.455 | 1072.17 | 1259.93 | 2332.1 | 1286.6 | 1511.81 | 2798.41
60-1S | 2.09 | 2.456 | 4.546 | 2.508 | 2.947 | 5.455 | 1072.17 | 1259.93 | 2332.1 | 1286.6 | 1511.81 | 2798.41
60-2 | 2.09 | 2.456 | 4.546 | 2.508 | 2.947 | 5.455 | 1072.17 | 1259.93 | 2332.1 | 1286.6 | 1511.81 | 2798.41
60-2DS | 2.09 | 2.456 | 4.546 | 2.508 | 2.947 | 5.455 | 1072.17 | 1259.93 | 2332.1 | 1286.6 | 1511.81 | 2798.41
60-2S | 2.09 | 2.456 | 4.546 | 2.508 | 2.947 | 5.455 | 1072.17 | 1259.93 | 2332.1 | 1286.6 | 1511.81 | 2798.41
60-3 | 2.09 | 2.456 | 4.546 | 2.508 | 2.947 | 5.455 | 1072.17 | 1259.93 | 2332.1 | 1286.6 | 1511.81 | 2798.41
60-3DS | 2.09 | 2.456 | 4.546 | 2.508 | 2.947 | 5.455 | 1072.17 | 1259.93 | 2332.1 | 1286.6 | 1511.81 | 2798.41
60-3S | 2.09 | 2.456 | 4.546 | 2.508 | 2.947 | 5.455 | 1072.17 | 1259.93 | 2332.1 | 1286.6 | 1511.81 | 2798.41
60-4 | 2.09 | 2.456 | 4.546 | 2.508 | 2.947 | 5.455 | 1072.17 | 1259.93 | 2332.1 | 1286.6 | 1511.81 | 2798.41
65-1 | 2.09 | 2.456 | 4.546 | 2.508 | 2.947 | 5.455 | 1072.17 | 1259.93 | 2332.1 | 1286.6 | 1511.81 | 2798.41
65-1DS | 2.09 | 2.456 | 4.546 | 2.508 | 2.947 | 5.455 | 1072.17 | 1259.93 | 2332.1 | 1286.6 | 1511.81 | 2798.41
65-1S | 2.09 | 2.456 | 4.546 | 2.508 | 2.947 | 5.455 | 1072.17 | 1259.93 | 2332.1 | 1286.6 | 1511.81 | 2798.41
65-2DS | 2.09 | 2.456 | 4.546 | 2.508 | 2.947 | 5.455 | 1072.17 | 1259.93 | 2332.1 | 1286.6 | 1511.81 | 2798.41
65-2S | 2.09 | 2.456 | 4.546 | 2.508 | 2.947 | 5.455 | 1072.17 | 1259.93 | 2332.1 | 1286.6 | 1511.81 | 2798.41
65-2 | 2.09 | 2.456 | 4.546 | 2.508 | 2.947 | 5.455 | 1072.17 | 1259.93 | 2332.1 | 1286.6 | 1511.81 | 2798.41
65-3DS | 2.09 | 2.456 | 4.546 | 2.508 | 2.947 | 5.455 | 1072.17 | 1259.93 | 2332.1 | 1286.6 | 1511.81 | 2798.41
65-3S | 2.09 | 2.456 | 4.546 | 2.508 | 2.947 | 5.455 | 1072.17 | 1259.93 | 2332.1 | 1286.6 | 1511.81 | 2798.41
65-3 | 2.09 | 2.456 | 4.546 | 2.508 | 2.947 | 5.455 | 1072.17 | 1259.93 | 2332.1 | 1286.6 | 1511.81 | 2798.41
65-4 | 2.09 | 2.456 | 4.546 | 2.508 | 2.947 | 5.455 | 1072.17 | 1259.93 | 2332.1 | 1286.6 | 1511.81 | 2798.41
70-1DS | 2.28 | 2.68 | 4.96 | 2.736 | 3.216 | 5.952 | 1169.64 | 1374.84 | 2544.48 | 1403.57 | 1649.81 | 3053.38
70-1S | 2.28 | 2.68 | 4.96 | 2.736 | 3.216 | 5.952 | 1169.64 | 1374.84 | 2544.48 | 1403.57 | 1649.81 | 3053.38
70-1 | 2.28 | 2.68 | 4.96 | 2.736 | 3.216 | 5.952 | 1169.64 | 1374.84 | 2544.48 | 1403.57 | 1649.81 | 3053.38
70-2DS | 2.28 | 2.68 | 4.96 | 2.736 | 3.216 | 5.952 | 1169.64 | 1374.84 | 2544.48 | 1403.57 | 1649.81 | 3053.38
70-2S | 2.28 | 2.68 | 4.96 | 2.736 | 3.216 | 5.952 | 1169.64 | 1374.84 | 2544.48 | 1403.57 | 1649.81 | 3053.38
70-2 | 2.28 | 2.68 | 4.96 | 2.736 | 3.216 | 5.952 | 1169.64 | 1374.84 | 2544.48 | 1403.57 | 1649.81 | 3053.38
70-3DS | 2.28 | 2.68 | 4.96 | 2.736 | 3.216 | 5.952 | 1169.64 | 1374.84 | 2544.48 | 1403.57 | 1649.81 | 3053.38
70-3S | 2.28 | 2.68 | 4.96 | 2.736 | 3.216 | 5.952 | 1169.64 | 1374.84 | 2544.48 | 1403.57 | 1649.81 | 3053.38
70-3 | 2.28 | 2.68 | 4.96 | 2.736 | 3.216 | 5.952 | 1169.64 | 1374.84 | 2544.48 | 1403.57 | 1649.81 | 3053.38
70-4 | 2.28 | 2.68 | 4.96 | 2.736 | 3.216 | 5.952 | 1169.64 | 1374.84 | 2544.48 | 1403.57 | 1649.81 | 3053.38
75-1DS | 2.28 | 2.68 | 4.96 | 2.736 | 3.216 | 5.952 | 1169.64 | 1374.84 | 2544.48 | 1403.57 | 1649.81 | 3053.38
75-1S | 2.28 | 2.68 | 4.96 | 2.736 | 3.216 | 5.952 | 1169.64 | 1374.84 | 2544.48 | 1403.57 | 1649.81 | 3053.38
75-1 | 2.28 | 2.68 | 4.96 | 2.736 | 3.216 | 5.952 | 1169.64 | 1374.84 | 2544.48 | 1403.57 | 1649.81 | 3053.38
75-2DS | 2.28 | 2.68 | 4.96 | 2.736 | 3.216 | 5.952 | 1169.64 | 1374.84 | 2544.48 | 1403.57 | 1649.81 | 3053.38
75-2S | 2.28 | 2.68 | 4.96 | 2.736 | 3.216 | 5.952 | 1169.64 | 1374.84 | 2544.48 | 1403.57 | 1649.81 | 3053.38
75-2 | 2.28 | 2.68 | 4.96 | 2.736 | 3.216 | 5.952 | 1169.64 | 1374.84 | 2544.48 | 1403.57 | 1649.81 | 3053.38
75-3DS | 2.28 | 2.68 | 4.96 | 2.736 | 3.216 | 5.952 | 1169.64 | 1374.84 | 2544.48 | 1403.57 | 1649.81 | 3053.38
75-3S | 2.28 | 2.68 | 4.96 | 2.736 | 3.216 | 5.952 | 1169.64 | 1374.84 | 2544.48 | 1403.57 | 1649.81 | 3053.38
75-3 | 2.28 | 2.68 | 4.96 | 2.736 | 3.216 | 5.952 | 1169.64 | 1374.84 | 2544.48 | 1403.57 | 1649.81 | 3053.38
80-1 | 2.85 | 3.35 | 6.2 | 3.42 | 4.02 | 7.44 | 1462.05 | 1718.55 | 3180.6 | 1754.46 | 2062.26 | 3816.72
80-1DS | 2.85 | 3.35 | 6.2 | 3.42 | 4.02 | 7.44 | 1462.05 | 1718.55 | 3180.6 | 1754.46 | 2062.26 | 3816.72
80-1S | 2.85 | 3.35 | 6.2 | 3.42 | 4.02 | 7.44 | 1462.05 | 1718.55 | 3180.6 | 1754.46 | 2062.26 | 3816.72
80-2 | 2.85 | 3.35 | 6.2 | 3.42 | 4.02 | 7.44 | 1462.05 | 1718.55 | 3180.6 | 1754.46 | 2062.26 | 3816.72
80-2DS | 2.85 | 3.35 | 6.2 | 3.42 | 4.02 | 7.44 | 1462.05 | 1718.55 | 3180.6 | 1754.46 | 2062.26 | 3816.72
80-2S | 2.85 | 3.35 | 6.2 | 3.42 | 4.02 | 7.44 | 1462.05 | 1718.55 | 3180.6 | 1754.46 | 2062.26 | 3816.72
80-3 | 2.85 | 3.35 | 6.2 | 3.42 | 4.02 | 7.44 | 1462.05 | 1718.55 | 3180.6 | 1754.46 | 2062.26 | 3816.72
80-3DS | 2.85 | 3.35 | 6.2 | 3.42 | 4.02 | 7.44 | 1462.05 | 1718.55 | 3180.6 | 1754.46 | 2062.26 | 3816.72
80-3S | 2.85 | 3.35 | 6.2 | 3.42 | 4.02 | 7.44 | 1462.05 | 1718.55 | 3180.6 | 1754.46 | 2062.26 | 3816.72
85-1 | 3.135 | 3.685 | 6.82 | 3.762 | 4.422 | 8.184 | 1608.26 | 1890.41 | 3498.67 | 1929.91 | 2268.49 | 4198.4
85-2 | 3.135 | 3.685 | 6.82 | 3.762 | 4.422 | 8.184 | 1608.26 | 1890.41 | 3498.67 | 1929.91 | 2268.49 | 4198.4
85-3 | 3.135 | 3.685 | 6.82 | 3.762 | 4.422 | 8.184 | 1608.26 | 1890.41 | 3498.67 | 1929.91 | 2268.49 | 4198.4
90-1 | 3.919 | 4.606 | 8.525 | 4.703 | 5.527 | 10.23 | 2010.45 | 2362.88 | 4373.33 | 2412.64 | 2835.35 | 5247.99
90-2 | 3.919 | 4.606 | 8.525 | 4.703 | 5.527 | 10.23 | 2010.45 | 2362.88 | 4373.33 | 2412.64 | 2835.35 | 5247.99
90-3 | 3.919 | 4.606 | 8.525 | 4.703 | 5.527 | 10.23 | 2010.45 | 2362.88 | 4373.33 | 2412.64 | 2835.35 | 5247.99
95-1 | 4.311 | 5.067 | 9.378 | 5.173 | 6.08 | 11.254 | 2211.54 | 2599.37 | 4810.91 | 2653.75 | 3119.04 | 5772.79
95-3 | 4.311 | 5.067 | 9.378 | 5.173 | 6.08 | 11.254 | 2211.54 | 2599.37 | 4810.91 | 2653.75 | 3119.04 | 5772.79
100-1 | 5.389 | 6.3338 | 11.7228 | 6.467 | 7.601 | 14.067 | 2764.56 | 3249.21 | 6013.77 | 3317.57 | 3899.31 | 7216.88
105-1 | 6.736 | 7.917 | 14.653 | 8.083 | 9.5 | 17.584 | 3455.57 | 4061.42 | 7516.99 | 4146.58 | 4873.5 | 9020.08
110-1 | 8.42 | 9.896 | 18.316 | 10.104 | 11.875 | 21.979 | 4319.46 | 5076.65 | 9396.11 | 5183.35 | 6091.88 | 11275.23
115-1 | 10.525 | 12.37 | 22.895 | 12.63 | 14.844 | 27.474 | 5399.33 | 6345.81 | 11745.14 | 6479.19 | 7614.97 | 14094.16
STUB | 0.6 | 0.6825 | 1.2825 | 0.72 | 0.819 | 1.539 | 307.8 | 350.12 | 657.92 | 369.36 | 420.15 | 789.51