## SPEC SHEET
ITEM | Category | COMM. | Est. |  |  |  | UNIT | EXTENDED | SPECIFY FOR EACH ITEM BID: |  | DELIVERY
NO. | Number | CODE # | Qty |  | DESCRIPTION | U/M | COST | COST | BRAND | STOCK # | TIME
[5 empty] | Category 1 - ANCHORS | [5 empty] | 30 Days
25. | 1 | 2807502297 | 50 |  | ANCHOR, SCREW, 8 FOOT, 10 INCH HELIX, | EA. |  | 0 |  |  |  | /days
25. | 1 |  |  |  | JOSLYN #J6550, CHANCE #10148, DIXIE
25. | 1 |  |  |  | #D6550, MACLEAN J6550WCA, OR APPROVED EQUAL
| 1 | 2807502323 | 25 |  | LEAD SECTION, TRIPLE HELIX 8"-10"-12", | EA. |  | 0 |  |  |  | /days
| 1 |  |  |  | CHANCE #PO12642-AEJ OR DIXIE #D6636TU
28. | 1 | 2807502325 | 25 |  | EXTENSION, 5 FOOT, FOR TRIPLE HELIX | EA. |  | 0 |  |  |  | /days
28. | 1 |  |  |  | LEAD SECTION, CHANCE #12656 OR DIXIE
28. | 1 |  |  |  | #D6620-U OR APPROVED EQUAL
|  | 2807502324 | 25 |  | ADAPTER, TRIPLE EYE GUY (FOR TRIPLEX HELIX LEAD SECTION) CHANCE # C102-0025, OR APPROVED EQUAL | EA. |  | 0 |  |  |  | /days
28. | 1
[5 empty] | TOTAL FOR CATEGORY 1: |  | 0
[5 empty] | Category 2 - Pole Line Hardware | [5 empty] | 30 Days
109. | 2 | 2857402008 | 150 |  | BOLT, 1/2 X 6 MACHINE, JOSLYN #J8706 OR | EA. |  | 0 |  |  |  | /days
109. | 2 |  |  |  | COOPER #DF2B6, CHANCE #8706, ALLIED BOLT #8209,
OR APPROVED EQUAL
109. | 2
110. | 2 | 2857402009 | 50 |  | BOLT, 1/2 X 10 MACHINE, JOSLYN #J8710, | EA. |  | 0 |  |  |  | /days
110. | 2 |  |  |  | COOPER #DF2B10, CHANCE #8710, ALLIED BOLT #8111,
OR APPROVED EQUAL
110. | 2
111. | 2 | 2857402010 | 100 |  | BOLT, 5/8 X 6 MACHINE, JOSLYN #J8806, | EA. |  | 0 |  |  |  | /days
111. | 2 |  |  |  | COOPER #DF3B6, CHANCE #8806, ALLIED BOLT #8214,
OR APPROVED EQUAL
111. | 2
112. | 2 | 2857402011 | 100 |  | BOLT, 5/8 X 8 MACHINE, JOSLYN #J8808, COOPER #DF3B8, OR CHANCE #8808, ALLIED BOLT #8220, OR APPROVED EQUAL | EA. |  | 0 |  |  |  | /days
112. | 2
113. | 2 | 2857402012 | 150 |  | BOLT, 5/8 X 10 MACHINE, JOSLYN #J8810, COOPER #DF3B10, CHANCE # 8810, ALLIED BOLT #8222, OR APPROVED EQUAL | EA. |  | 0 |  |  |  | /days
113. | 2
114. | 2 | 2857402013 | 400 |  | BOLT, 5/8 X 12 MACHINE, JOSLYN #J8812, COOPER #DF3B12, CHANCE # 8812, ALLIED BOLT #8224, OR APPROVED EQUAL | EA. |  | 0 |  |  |  | /days
114. | 2
115. | 2 | 2857402014 | 150 |  | BOLT, 5/8 X 14 MACHINE, JOSLYN #J8814, COOPER #DF3B14, CHANCE # 8814, ALLIED BOLT #8226, OR APPROVED EQUAL | EA. |  | 0 |  |  |  | /days
115. | 2
116. | 2 | 2857402015 | 50 |  | BOLT, 5/8 X 16 MACHINE, JOSLYN #J8816, COOPER #DF3B16, CHANCE #8816, ALLIED BOLT #8228, OR APPROVED EQUAL | EA. |  | 0 |  |  |  | /days
116. | 2
117. | 2 | 2857402016 | 50 |  | BOLT, 5/8 X 18 MACHINE, JOSLYN #J8818, COOPER #DF3B18, CHANCE # 8818, ALLIED BOLT #8230, OR APPROVED EQUAL | EA. |  | 0 |  |  |  | /days
117. | 2
118. | 2 | 2857402017 | 50 |  | BOLT, 5/8 X 20 MACHINE, JOSLYN #J8820, COOPER #DF3B20, CHANCE # 8820, ALLIED BOLT #8232, OR APPROVED EQUAL | EA. |  | 0 |  |  |  | /days
118. | 2
119. | 2 | 2857402019 | 25 |  | BOLT, 5/8 X 10 SINGLE UPSET, JOSLYN #J2344-1/2, | EA. |  | 0 |  |  |  | /days
119. | 2 |  |  |  | COOPER #DC2E5, CHANCE # 7742
119. | 2 |  |  |  | OR APPROVED EQUAL
120. | 2 | 2857402020 | 25 |  | BOLT, 5/8 X 12 SINGLE UPSET, JOSLYN #J2346-1/2, COOPER #DC2E14, CHANCE # 7743, ALLIED BOLT #529 OR APPROVED EQUAL | EA. |  | 0 |  |  |  | /days
120. | 2 |  |  | BRAND:
121. | 2 | 2857402021 | 400 |  | BOLT, 3/8 X 4-12 CARRIAGE, JOSLYN #J8634-1/2, COOPER #DF1C450, CHANCE # 8634-1/2, ALLIED BOLT #927, OR APPROVED EQUAL | EA. |  | 0 |  |  |  | /days
121. | 2
122. | 2 | 2857402022 | 75 |  | BOLT, 5/8 X 18 D.A., JOSLYN #J8868, COOPER #DF2D18, CHANCE #8868, ALLIED BOLT #5958, OR APPROVED EQUAL | EA. |  | 0 |  |  |  | /days
122. | 2
123. | 2 | 2857402023 | 200 |  | BOLT, 5/8 X 20 D.A., JOSLYN #J8870, COOPER #DF2D20, CHANCE # 8870, ALLIED BOLT #5960, OR APPROVED EQUAL | EA. |  | 0 |  |  |  | /days
123. | 2
124. | 2 | 2857402024 | 75 |  | BOLT, 5/8 X 22 D.A., JOSLYN #J8872, COOPER #DF2D22, CHANCE #8872, ALLIED BOLT #5962, OR APPROVED EQUAL | EA. |  | 0 |  |  |  | /days
124. | 2
125. | 2 | 2857402025 | 50 |  | BOLT, 5/8 X 24 D.A., JOSLYN #J8874, COOPER #DF2D24, CHANCE # 8874, ALLIED BOLT #5964, OR APPROVED EQUAL | EA. |  | 0 |  |  |  | /days
125. | 2
126. | 2 | 2857402026 | 50 |  | BOLT, 5/8 X 26 D.A., JOSLYN #J8876, COOPER #DF2D26, CHANCE # 8876, ALLIED BOLT #5966, OR APPROVED EQUAL | EA. |  | 0 |  |  |  | /days
126. | 2
127. | 2 | 2857402027 | 25 |  | BOLT, 5/8 X 28 D.A., JOSLYN #J8877, COOPER #DF2D28, CHANCE # 8877, ALLIED BOLT #5968, OR APPROVED EQUAL | EA. |  | 0 |  |  |  | /days
127. | 2
128. | 2 | 2857402028 | 25 |  | BOLT, 5/8 X 30 D.A., JOSLYN #J8878, COOPER #DF2D30, CHANCE # 8878, ALLIED BOLT #5970, OR APPROVED EQUAL | EA. |  | 0 |  |  |  | /days
128. | 2
129. | 2 | 2857402029 | 25 |  | BOLT, 5/8 X 32 D.A., JOSLYN #J8879, CHANCE #8879, | EA. |  | 0 |  |  |  | /days
129. | 2 |  |  |  | ALLIED 5972, OR APPROVED EQUAL
129. | 2 |  |  | BRAND:
130. | 2 | 2857402030 | 25 |  | BOLT, 5/8 X 36 D.A., JOSLYN #J8881, | EA. |  | 0 |  |  |  | /days
COOPER #T206-0419, HUBBELL #DF2D36,
130. | 2 |  |  |  | ALLIED 5976, OR APPROVED EQUAL
130. | 2 |  |  | BRAND:
131. | 2 | 2857402031 | 50 |  | BOLT, 5/8 X 10 OVAL EYE, JOSLYN #J9410, COOPER #DF3E10, CHANCE # 29960, ALLIED BOLT #4103, OR APPROVED EQUAL | EA. |  | 0 |  |  |  | /days
131. | 2
132. | 2 | 2857402032 | 100 |  | BOLT, 5/8 X 12 OVAL EYE, JOSLYN #J9412, COOPER #DF2E12, CHANCE # 29962, ALLIED BOLT #4104, OR APPROVED EQUAL | EA. |  | 0 |  |  |  | /days
132. | 2
133. | 2 | 2857402033 | 25 |  | BOLT, 5/8 X 14 OVAL EYE, JOSLYN #J9414, CHANCE #29964, ALLIED BOLT #4105, OR APPROVED EQUAL | EA. |  | 0 |  |  |  | /days
|  | 2857402374 | 100 |  | BOLT, MACHINE 3/4" X 12"; JOSLYN #J8912 OR APPROVED EQUAL | EA. |  | 0 |  |  |  | /days
|  | 2857402375 | 100 |  | BOLT, MACHINE 3/4" X 14"; JOSLYN # JE914 OR APPROVED EQUAL | EA |  | 0 |  |  |  | /days
2857402376 |  | 2857402376 | 100 |  | BOLT, MACHINE 3/4" X 16"; JOSLYN # J8916 OR APPROVED EQUAL | EA |  | 0 |  |  |  | /days
|  | 2857402377 | 100 |  | BOLT, DOUBLE ARM 3/4" X 18"; JOSLYN # J8888 OR APPROVED EQUAL | EA |  | 0 |  |  |  | /days
|  | 2857402372 | 100 |  | BOLT, MACHINE 3/4" X 20"; JOSLYN # J8920 OR APPROVED EQUAL | EA |  | 0 |  |  |  | /days
133. | 2
170. | 2 | 2857402213 | 100 |  | HELIGRIP, HELICAL BRAND, GALVANIZED STEEL, #HG21038, PREFORMED #GDE-1107, DULMISON #SGG 0915 OR APPROVED EQUAL | EA. |  | 0 |  |  |  | /days
|  | 2857402139 | 75 |  | DEAD END, 3/8" GUY RELIABLE # 5152 OR APPROVED EQUAL | EA. |  | 0 |  |  |  | /days
170. | 2
203. | 2 | 2857402296 | 50 |  | SHACKLE, ANCHOR, JOSLYN #J-2742, ANDERSON #AS-25, LINE HARDWARE AS-1, CHANCE 5801, OR APPROVED EQUAL | EA. |  | 0 |  |  |  | /days
203. | 2 |  |  | BRAND:
204. | 2 | 2857402298 | 50 |  | WIREHOLDER (HOUSE KNOB), JOSLYN #J089, | EA. |  | 0 |  |  |  | /days
204. | 2 |  |  |  | COOPER #DW2R1, CHANCE #31144, MACLEAN J089Z,
204. | 2 |  |  |  | HPS C207-0138, OR APROVED EQUAL
204. | 2 |  |  | BRAND:
217. | 2 | 2857402310 | 100 |  | NUT, OVAL EYE, JOSLYN #J-1092, COOPER #DG2E3, CHANCE 6502, HUGHES EN-60, LINE HARDWARE OEN-58, ALLIED BOLT 5876, OR APPROVED EQUAL | EA. |  | 0 |  |  |  | /days
217. | 2
220. | 2 | 2857402314 | 100 |  | PIN, POLE TOP, JOSLYN #J-740, COOPER #DP19P6, | EA. |  | 0 |  |  |  | /days
220. | 2 |  |  |  | CHANCE # 2174, CHANCE # 2199, HPS 2199P,
MACLEAN J740Z, OR APPROVED EQUAL
220. | 2 |  |  | BRAND:
221. | 2 | 2857402316 | 50 |  | PIN, ADAPTER, JOSLYN #J-2840, COOPER DP1A1, | EA. |  | 0 |  |  |  | /days
221. | 2 |  |  |  | CHANCE # 4258, OR APPROVED EQUAL
221. | 2 |  |  | BRAND:
222. | 2 | 2857402320 | 200 |  | SCREW, DRIVE POINT LAG, JOSLYN #J8754P | EA. |  | 0 |  |  |  | /days
222. | 2 |  |  |  | HUBBELL # 508754 OR APPROVED EQUAL
222. | 2 |  |  | BRAND:
223. | 2 | 2857402321 | 1000 |  | WASHER, ROUND, JOSLYN #J-1086, COOPER #DF1W2, HUBBELL PS6803, ALLIED BOLT #104 OR APPROVED EQUAL | EA. |  | 0 |  |  |  | /days
223. | 2
224. | 2 | 2857402322 | 1000 |  | WASHER, SQUARE, JOSLYN #J-1076, | EA. |  | 0 |  |  |  | /days
224. | 2 |  |  |  | COOPER #DF2W5, CHANCE #6814, ALLIED BOLT #11550
224. | 2 |  |  |  | OR APPROVED EQUAL
|  | 2857402687 | 200 |  | WASHER, CURVED SQUARED, 5/8" X 3" X 1/4", | EA. |  | 0 |  |  |  | /days
GALVANIZED STEEL; HUBBELL #682312 OR
APPROVED EQUAL
|  | 2857402688 | 300 |  | WASHER, CURVED SQUARE, 3/4" X 3" X 1/4" | EA. |  | 0 |  |  |  | /days
GALVANIZED STEEL; HUBBELL # 682212 OR
APPROVED EQUAL
224. | 2 |  |  | BRAND:
|  | 2857402511 | 500 | EA. | SNAP COVER, SMALL, HOMAC CO20B, BURNDY CCO, OR EQUAL | EA. |  | 0 |  |  |  | /days
BRAND:
225. | 2 | 2857402327 | 500 |  | SNAP COVER, MEDIUM BURNDY #CCD, HOMAC CD40B, OR APPROVED EQUAL | EA. |  | 0 |  |  |  | /days
225. | 2 |  |  |  | (BLACKBURN C7 WILL NOT BE APPROVED AS EQUAL)
225. | 2 |  |  | BRAND:
|  | 2857402512 | 100 |  | SNAP COVER, LARGE, HOMAC CN600B, BURNDY CCNL, OR APPROVED EQUAL | EA. |  | 0 |  |  |  | /days
BRAND:
226. | 2 | 2857402330 | 50 |  | STAPLE, GALVANIZED FENCE, 50 POUNDS PER BOX, 1-1/2" ZINC COATED, 9 GAUGE REDMORE PRODUCTS CP1538K(S), BEKAERT OR APPROVED EQUAL | LB. |  | 0 |  |  |  | /days
226. | 2 |  |  | BRAND:
249. | 2 | 2857802046 | 100 |  | PIN, CROSSARM, JOSLYN #J203-A, COOPER #DP2S1, CHANCE #881, MACLEAN J203Z, OR APPROVED EQUAL | EA. |  | 0 |  |  |  | /days
249. | 2 |  |  | BRAND:
307. | 2 | 2859902329 | 50 |  | GUARD, PREDATOR (BIRD/SQUIRREL), GREY, FARGO #GS-555, CENTRAL MOLONEY 703803-40 OR APPROVED EQUAL (HALF-SIZE ONLY) | EA. |  | 0 |  |  |  | /days
307. | 2 |  |  | BRAND:
31. | 2 | 2851002128 | 50 |  | CLAMP, HOT LINE STIRRUP, ANDERSON | EA. |  | 0 |  |  |  | /days
31. | 2 |  |  |  | #AHLS-397021-E OR HLSA4002-ESP,
31. | 2 |  |  |  | OR APPROVED EQUAL
31. | 2 |  |  | BRAND:
32. | 2 | 2851002129 | 1000 |  | CLAMP, WEDGE SMALL, RELIABLE #7195FL, BLACKBURN W62-1T-FC, OR APPROVED EQUAL. | EA. |  | 0 |  |  |  | /days
32. | 2 |  |  | BRAND:
33. | 2 | 2851002130 | 400 |  | CLAMP, WEDGE LARGE, RELIABLE #7197FL, BLACKBURN W40-1-FC OR APPROVED EQUAL. | EA. |  | 0 |  |  |  | /days
33. | 2 |  |  | BRAND:
34. | 2 | 2851002131 | 325 |  | CLAMP, HOT LINE, SMALL, RELIABLE | EA. |  | 0 |  |  |  | /days
34. | 2 |  |  |  | #C1520GP; HUBBELL BC-2/0FTP; CMC HLB-2/0T,
MACLEAN C1520P OR APPROVED EQUAL
34. | 2 |  |  | BRAND:
35. | 2 | 2851002132 | 50 |  | CLAMP, HOT LINE, LARGE, RELIABLE | EA. |  | 0 |  |  |  | /days
35. | 2 |  |  |  | #C1530GP; HUBBELL BC-4FTP; CMC HLB-400T
35 | 2 |  |  |  | MCLEAN C1530P OR APPROVED EQUAL
35. | 2 |  |  | BRAND:
36. | 2 | 2851002136 | 50 |  | CLAMP, TRANSFORMER TANK GROUND CONNECTOR, HUBBELL #GTCL-23A, PENN-UNION # GSE-C1, CMC TGC4, ERICO TGC2/0 OR APPROVED EQUAL | EA. |  | 0 |  |  |  | /days
36. | 2 |  |  | BRAND:
96. | 2 | 2854002133 | 175 |  | CLAMP, 5/8" GROUND ROD, BLACKBURN #GC-5, BURNDY #GRC58, CAROLINA #CP58, JOSLYN #J25932, GALVAN INDUSTRIES #G-5, ERITECH CP58, ALLIED BOLT #2192 OR APPROVED EQUAL | EA. |  | 0 |  |  |  | /days
96. | 2 |  |  | BRAND:
97. | 2 | 2854002319 | 100 |  | GROUND ROD, COPPERWELD, JOSLYN #J-8338, CHANCE #6258, HUBBELL C615880, ERICO #615880, OR APPROVED EQUAL | EA. |  | 0 |  |  |  | /days
97. | 2 |  |  | BRAND:
| 2 | 2857402471 | 50 |  | GUY ATTACHMENT, CHANCE #GEP5, MACLEAN MGA-5, ALLIED BOLT #22002, OR APPROVED EQUAL | EA. |  | 0 |  |  |  | /days
BRAND:
|  | 2857802317 | 20 |  | PLATE, POLE, MACLEAN J1501, HPS 0501, ALLIED BOLT #1436, OR APPROVED EQUAL | EA. |  | 0 |  |  |  | /days
BRAND:
|  | 2857802528 | 20 |  | CLAMP, END FITTING, MACLEAN J1502, HPS 0502, ALLIED BOLT #1437, OR APPROVED EQUAL | EA. |  | 0 |  |  |  | /days
|  | 2851002503 | 50 |  | CLAMP, ANCHOR ROD BONDING, HPS C2030148 OR APPROVED EQUAL | EA. |  | 0 |  |  |  | /days
BRAND:
|  | 2851002504 | 50 |  | CLAMP, HOT LINE STIRRUP, SMALL, AHLS-022016-E OR APPROVED EQUAL | EA. |  | 0 |  |  |  | /days
BRAND:
|  | 2857802525 | 25 |  | CLEVIS, THIMBLE, MACLEAN CT-88H, HPS DDT-07, OR APPROVED EQUAL | EA. |  | 0 |  |  |  | /days
BRAND:
|  | 2857802526 | 12 |  | PIN, CROSSARM, 23KV, MACLEAN J206Z, HPS 884P, OR APPROVED EQUAL | EA. |  | 0 |  |  |  | /days
BRAND:
|  | 2857802527 | 20 |  | PLATE, POLE EYE, MACLEAN EPR-66S-7, CHANCE GEP6, ALLIED BOLT #22007, OR APPROVED EQUAL | EA. |  | 0 |  |  |  | /days
BRAND:
|  | 2857402307 | 100 |  | BRACKET, RIGID CLEVIS, JOSLYN J093, HUBBELL 468, OR APPROVED EQUAL | EA. |  | 0 |  |  |  | /days
BRAND:
|  | 2851002134 | 15 |  | CLAMP, SUSPENSION #2 ACSR, MACLEAN LS-0-C, HUBBELL HAS-62-C, OR APPROVED EQUAL | EA. |  | 0 |  |  |  | /days
BRAND:
|  | 2859902328 | 50 |  | GUARD, GUY, YELLOW, 8 FOOT, ELECTRICAL MATERIALS #70-7Y, CUSTOM UTILITY # CPI-10006, ALLIED BOLT #11414, PNA P100SDR17-GMT OR APPROVED EQUAL | EA. |  | 0 |  |  |  | /days
|  | 2857402781 | 10 |  | DRIVE HOOK CHANCE # C205-0190 OR APPROVED | EA. |  | 0 |  |  |  | /days
EQUAL
|  | 2857402769 | 25 |  | WRAPLOCK TIE (SUPER TOP TIE) 477 ACSR | EA. |  | 0 |  |  |  | /days
CHANCE STT-120 OR APPROVED EQUAL
|  | 2857402770 | 25 |  | TIE WRAPLOCK TIE (SUPER TOP TIE) 927 2 ACAR | EA. |  | 0
[5 empty] | CHANCE STT-140 OR APPROVED EQUAL | [6 empty] | /days
|  | 2857402761 | 15 |  | ROD, ARMOR 927.2 ACAR AND 795 ACSR; | EA. |  | 0
[5 empty] | PREFORMED #AR-0141 OR APPROVED EQUAL | [6 empty] | /days
|  | 2857402771 | 25 |  | SQUARE WASHER 4X4X1/4 W/12/16 HOLES | EA. |  | 0
[5 empty] | HUGHES SW4-70 OR APPROVED EQUAL | [6 empty] | /days
|  | 2857402742 | 50 |  | CLEVIS THIMBLE 40,000 LBS 3/4' PIN; | EA. |  | 0
[5 empty] | MACLEAN (BETHEA) FSA-100-6 OR APPROVED EQUAL | [6 empty] | /days
|  | 2857402741 | 50 |  | CLAMP, DEADEND 927 ACAR, 15,000 LB | EA. |  | 0
[5 empty] | MACLEAN (BETHEA) ASD-58-N OR APPROVED EQUAL | [6 empty] | /days
|  | 2857402740 | 50 |  | BOLT, FULL THREADED ROD 3/4' X 32'; | EA. |  | 0 |  |  |  | /days
HUGHES # TR732-F OR APPROVED EQUAL
|  | 2857402739 | 50 |  | BOLT, FULL THREADED ROD 3/4' X 28' | EA. |  | 0 |  |  |  | /days
HUGHES TR728-F OR APPROVED EQUAL
|  | 2857402762 | 50 |  | SHACKLE, ANCHOR 30K#; MACLEAN (BETHEA) | EA. |  | 0 |  |  |  | /days
#ASH-55 OR APPROVED EQUAL
|  | 2857802760 | 50 |  | PLATE, POLE EYE MEDIUM DUTY 210,000 LBS | EA. |  | 0 |  |  |  | /days
MACLEAN # UGA-66-4 OR APPROVED EQUAL
|  | 2857802759 | 50 |  | PLATE, PLE EYE HEAVY DUTY 360,000 LBS | EA. |  | 0 |  |  |  | /days
MACLEAN # UGA-66-6 OR APPROVED EQUAL
|  | 2857802758 | 50 |  | NUT, EYE 3/4" CHANCE # 6503 OR APPROVED EQUAL | EA. |  | 0 |  |  |  | /days
|  | 2857402757 | 50 |  | NUT, 3/4" LOCKNUT LINE HARDWARE # SLN-34 | EA. |  | 0 |  |  |  | /days
OR APPROVED EQUAL
|  | 2857402738 | 50 |  | BOLT THREADED ROD 3/4" X 24" | EA. |  | 0 |  |  |  | /days
CHANCE # 8894 OR APPROVED EQUAL
|  | 2859902737 | 10 |  | BASKET FOR 927 ACSR #AMP602162 | EA. |  | 0 |  |  |  | /days
[5 empty] | TOTAL FOR CATEGORY 2: |  | 0
[5 empty] | Category 3 - Dead Ends | [5 empty] | 40 Days
140. | 3 | 2857402140 | 300 |  | DEAD END, ALUMINUM, SMALL, ANDERSON #ASOD3981N, ANDERSON ADSO46N, MACLEAN ASO-398-1-N, OR APPROVED EQUAL | EA. |  | 0 |  |  |  | /days
140. | 3 |  |  | BRAND:
141. | 3 | 2857402142 | 100 |  | DEAD END, ALUMINUM, LARGE, ANDERSON | EA. |  | 0 |  |  |  | /days
141. | 3 |  |  |  | #ADE-86N, OR ANDERSON #ADS88N
141. | 3 |  |  |  | OR APPROVED EQUAL
141. | 3 |  |  | BRAND:
229. | 3 | 2857402383 | 100 |  | DEAD END, #2 ACSR 2 AND 1 STR., RELIABLE # 7654LD, | EA. |  | 0 |  |  |  | /days
229. | 3 |  |  |  | HUBBELL GD-4442A OR APPROVED EQUAL
|  | 2857402752 | 50 |  | GUY DEADEND FACTORY FORMED FOR 7/16" H.S.S. | EA |  | 0 |  |  |  | /days
GRADE B; PERFORMED # GDE-1108 OR APPROVED
EQUAL
229. | 3 |  |  | BRAND:
[5 empty] | TOTAL FOR CATEGORY 3: |  | 0
[5 empty] | Category 4 - Splices/Sleeves | [5 empty] | 30 Days
151. | 4 | 2857402186 | 25 |  | SPLICE, 3/8" GUY WIRE, RELIABLE #5002, | EA. |  | 0 |  |  |  | /days
151. | 4 |  |  |  | CHANCE # GLS5002, OR APPROVED EQUAL
151. | 4 |  |  | BRAND:
152. | 4 | 2857402187 | 25 |  | SPLICE, #8 SOL., COPPER AUTO, RELIABLE | EA. |  | 0 |  |  |  | /days
152. | 4 |  |  |  | #81 OR FARGO #GL-110 OR APPROVED
152. | 4 |  |  |  | EQUAL
152. | 4 |  |  | BRAND:
153. | 4 | 2857402188 | 100 |  | SPLICE, #6 SOL., COPPER AUTO, RELIABLE | EA. |  | 0 |  |  |  | /days
153. | 4 |  |  |  | #61 OR FARGO #GL-111 OR APPROVED
153. | 4 |  |  |  | EQUAL
153. | 4 |  |  | BRAND:
154. | 4 | 2857402189 | 50 |  | SPLICE, #4 SOL., COPPER AUTO, RELIABLE | EA. |  | 0 |  |  |  | /days
154. | 4 |  |  |  | #41 OR FARGO #GL-112 OR APPROVED
154. | 4 |  |  |  | EQUAL
154. | 4 |  |  | BRAND:
155. | 4 | 2857402190 | 50 |  | SPLICE, #2 SOL., COPPER AUTO, RELIABLE # 21, | EA. |  | 0 |  |  |  | /days
155. | 4 |  |  |  | HUBBELL GL-114, OR APPROVED EQUAL
155. | 4 |  |  | BRAND:
156. | 4 | 2857402191 | 50 |  | SPLICE, #2 STR., COPPER STRAIGHT-THRU, | EA. |  | 0 |  |  |  | /days
156. | 4 |  |  |  | RELIABLE #27 OR FARGO #GL-115
156. | 4 |  |  |  | OR APPROVED EQUAL
156. | 4
160. | 4 | 2857402196 | 50 |  | SPLICE, 4/0 COPPER STRAIGHT-THRU, | EA. |  | 0 |  |  |  | /days
160. | 4 |  |  |  | FARGO #R407 OR FARGO #GL-120
160. | 4 |  |  |  | OR APPROVED EQUAL
|  | 2857402197 | 200 |  | SPLICE, #4 STR. ALUMINUM AUTO, RELIABLE # 7651, | EA. |  | 0 |  |  |  | /days
FARGO # GL-402A, BLACKBURN #ATS - 4
OR APPROVED EQUAL
160. | 4 |  |  | BRAND:
162. | 4 | 2857402198 | 100 |  | SPLICE, #2 ACSR, ALUMINUM AUTO, RELI- | EA. |  | 0 |  |  |  | /days
162. | 4 |  |  |  | ABLE #7652, FARGO #GL-404A, BLACKBURN
162. | 4 |  |  |  | #ATS-2 OR APPROVED EQUAL
162. | 4 |  |  | BRAND:
163. | 4 | 2857402199 | 50 |  | SPLICE, 4/0, ALUMINUM AUTO, RELIABLE | EA. |  | 0 |  |  |  | /days
163. | 4 |  |  |  | #7656, FARGO #GL-409 OR BLACKBURN
163. | 4 |  |  |  | #ATS-3040 OR APPROVED EQUAL
163. | 4 |  |  | BRAND:
165. | 4 | 2857402203 | 50 |  | SPLICE, 4/0 AUTO, RELIABLE #AL55407, HPS GL1205A, OR APPROVED EQUAL | EA. |  | 0 |  |  |  | /days
165. | 4 |  |  | BRAND:
168. | 4 | 2857402208 | 25 |  | SPLICE, 477 MCM, ALUMINUM, BLACKBURN #AL55477 | EA. |  | 0 |  |  |  | /days
168. | 4 |  |  |  | HUBBELL #GL-412, OR APPROVED EQUAL
168. | 4 |  |  | BRAND:
|  | 2857402513 | 500 |  | SPLICE, SECONDARY COMPRESSION, #6 ACSR, HOMAC SNG 66, THOMAS & BETTS TR61, BURNDY YSS6RG2, HPS VANS-6-6, OR EQUAL | EA. |  | 0 |  |  |  | /days
BRAND:
|  | 2857402514 | 500 |  | SPLICE, SECONDARY COMPRESSION, #2 ACSR, HOMAC SNG 22, THOMAS & BETTS TR63, BURNDY YSS2R, HPS VANS-1-1, OR EQUAL | EA. |  | 0 |  |  |  | /days
BRAND:
|  | 2857402515 | 500 |  | SPLICE, SECONDARY COMPRESSION, 1/0 ACSR, HOMAC SNG 00, THOMAS & BETTS TR65, HPS VANS-1/0-1/0, OR EQUAL | EA. |  | 0 |  |  |  | /days
BRAND:
|  | 2857402516 | 100 |  | SPLICE, SECONDARY COMPRESSION, 4/0 ACSR, HPS PTR40, HOMAC X1U4040, OR EQUAL | EA. |  | 0 |  |  |  | /days
BRAND:
|  | 2857402517 | 100 |  | SPLICE, SECONDARY COMPRESSION, 336 ACSR, HPS PTR336, HOMAC X1U336, OR EQUAL | EA. |  | 0 |  |  |  | /days
BRAND:
|  | 2857402518 | 500 |  | SPLICE, INSULATED SECONDARY COMPRESSION, #6 ACSR, HOMAC U66BB OR EQUAL | EA. |  | 0 |  |  |  | /days
BRAND:
|  | 2857402519 | 500 |  | SPLICE, INSULATED SECONDARY COMPRESSION, #2 ACSR, HOMAC U22RR OR EQUAL | EA. |  | 0 |  |  |  | /days
BRAND:
|  | 2857402520 | 500 |  | SPLICE, INSULATED SECONDARY COMPRESSION, 1/0 ACSR, HOMAC U1010YY OR EQUAL | EA. |  | 0 |  |  |  | /days
BRAND:
|  | 2857402521 | 100 |  | SPLICE, INSULATED SECONDARY COMPRESSION, 4/0 ACSR, HOMAC X1N4040 OR EQUAL | EA. |  | 0 |  |  |  | /days
|  | 2857402775 | 25 |  | SPLICE, FULL TENSION FOR 927 18/19 ACAR BURNDY | EA. |  | 0 |  |  |  | /days
YDS SERIES OR APPROVED EQUAL
|  | 857402776 | 25 |  | SPLICE, FULL TENSION FOR 795 26/7 ACSR | EA. |  | 0 |  |  |  | /days
BURNDY YDS 451R49R3
BRAND:
[5 empty] | TOTAL FOR CATEGORY 4: |  | 0
[5 empty] | Category 5 - Connectors | [5 empty] | 20 Days
172. | 5 | 2857402215 | 50 |  | CONNECTOR, COPPER, SPLIT BOLT, 8 STR. - 12 SOL., BLACKBURN #8H3, PENN UNION #SEL-8, ERICO #ESBP8, ALLIED BOLT #855, OR APPROVED EQUAL | EA. |  | 0 |  |  |  | /days
172. | 5 |  |  | BRAND:
173. | 5 | 2857402216 | 200 |  | CONNECTOR, COPPER, SPLIT BOLT, 6 SOL. - 10 SOL., BLACKBURN #6H3, PENN UNION #SEL-6, BURNDY #KS17-3, ERICO #ESBP6, ALLIED BOLT #854, OR APPROVED EQUAL | EA. |  | 0 |  |  |  | /days
173. | 5 |  |  | BRAND:
174. | 5 | 2857402217 | 100 |  | CONNECTOR, COPPER, SPLIT BOLT, 4 SOL. - 8 SOL, BLACKBURN #4H3, BURNDY #KS-20-3, PENN UNION #SEL-4, ERICO ESB4, ALLIED BOLT 853, OR APPROVED EQUAL | EA. |  | 0 |  |  |  | /days
174. | 5 |  |  | BRAND:
175. | 5 | 2857402218 | 200 |  | CONNECTOR, COPPER, SPLIT BOLT, 2 STR. - 6 SOL., BLACKBURN #1H3, BURNDY #KS-23, PENN UNION #SEL-2, ERICO ESB2, ALLIEB BOLT 852, OR APPROVED EQUAL | EA. |  | 0 |  |  |  | /days
175. | 5 |  |  | BRAND:
176. | 5 | 2857402219 | 50 |  | CONNECTOR, COPPER, SPLIT BOLT, 250KCMIL - 1 STR., BLACKBURN #40H, BURNDY #KS-29, PENN UNION #S-4/0-250, HOMAC #E 250, CMC PF-250, ERICO ESB250, OR APPROVED EQUAL | EA. |  | 0 |  |  |  | /days
176. | 5 |  |  | BRAND:
177. | 5 | 2857402220 | 25 |  | CONNECTOR, COPPER, SPLIT BOLT, 2/0 STR. - 2 SOL., BLACKBURN #20H, BURNDY #KS-26, PENN UNION #S-2/0; HOMAC E 2/0, CMC PF-2/0, ESB2/0, OR APPROVED EQUAL | EA. |  | 0 |  |  |  | /days
177. | 5 |  |  | BRAND:
178. | 5 | 2857402221 | 25 |  | CONNECTOR, COPPER, SPLIT BOLT, 1/0 STR. - 4 SOL., BLACKBURN #10H, BURNDY #KS-25; PENN UNION #S-1/0, HOMAC # E 1/0, CMC PF-1/0, ERICO ESB1/0, OR APPROVED EQUAL | EA. |  | 0 |  |  |  | /days
178. | 5 |  |  | BRAND:
179. | 5 | 2857402222 | 50 |  | CONNECTOR, COPPER TWO-BOLT, 350 KCMIL - 4/0 | EA. |  | 0 |  |  |  | /days
179. | 5 |  |  |  | STR., BLACKBURN #2B-350, BURNDY #KVS-31,
179. | 5 |  |  |  | ANDERSON #K-41, HOMAC #TBC 350,
179. | 5 |  |  |  | OR APPROVED EQUAL
179. | 5 |  |  | BRAND:
180. | 5 | 2857402223 | 25 |  | CONNECTOR, COPPER TWO-BOLT, 500 KCMIL - 350 | EA. |  | 0 |  |  |  | /days
180. | 5 |  |  |  | KCMIL, BLACKBURN #2B-500, BURNDY #KVS-34,
180. | 5 |  |  |  | ANDERSON #K5, HOMAC #TBC 500,
180. | 5 |  |  |  | OR APPROVED EQUAL
180. | 5 |  |  | BRAND:
181. | 5 | 2857402224 | 25 |  | CONNECTOR, COPPER, TWO-BOLT, 800 KCMIL - 600 | EA. |  | 0 |  |  |  | /days
181. | 5 |  |  |  | KCMIL, BLACKBURN #2B-800, BURNDY #KVS-40,
181. | 5 |  |  |  | ANDERSON #K-6, HOMAC #TBC 800,
181. | 5 |  |  |  | OR APPROVED EQUAL
181. | 5 |  |  | BRAND:
182. | 5 | 2857402225 | 50 |  | CONNECTOR, BRONZE, SINGLE TAP LUG, | EA. |  | 0 |  |  |  | /days
182. | 5 |  |  |  | 2 - 350 MCM, ANDERSON #TLS-52, PENN
182. | 5 |  |  |  | UNION #LSN-035N OR APPROVED EQUAL
182. | 5 |  |  | BRAND:
183. | 5 | 2857402226 | 50 |  | CONNECTOR, BRONZE, SINGLE TAP LUG, | EA. |  | 0 |  |  |  | /days
183. | 5 |  |  |  | 1/0 - 500 MCM, ANDERSON #TLS-62, PENN
183. | 5 |  |  |  | UNION #LSN-050N OR APPROVED EQUAL
183. | 5 |  |  | BRAND:
184. | 5 | 2857402227 | 50 |  | CONNECTOR, BRONZE, SINGLE TAP LUG, | EA. |  | 0 |  |  |  | /days
184. | 5 |  |  |  | 350 - 750 MCM, ANDERSON #TLS-72, PENN
184. | 5 |  |  |  | UNION #LSN-075, ANDERSON #TL-75, HUBBELL TLS-89
184. | 5 |  |  |  | OR APPROVED EQUAL
184. | 5 |  |  | BRAND:
186. | 5 | 2857402229 | 50 |  | SQUEEZON, ALUMINUM, BURNDY #YHN-550, | EA. |  | 0 |  |  |  | /days
186. | 5 |  |  |  | BLACKBURN #WR-839, HOMAC NB50040
OR APPROVED EQUAL
186. | 5 |  |  | BRAND:
187. | 5 | 2857402230 | 100 |  | SQUEEZON, ALUMINUM, BURNDY #YHN-500, | EA. |  | 0 |  |  |  | /days
187. | 5 |  |  |  | KEARNEY #490-82, PENN UNION #KN-R5,
187. | 5 |  |  |  | BLACKBURN #WR-799, HOMAC NB60020
OR APPROVED EQUAL
187. | 5 |  |  | BRAND:
188. | 5 | 2857402231 | 50 |  | SQUEEZON, ALUMINUM, BURNDY #YHN-450, | EA. |  | 0 |  |  |  | /days
188. | 5 |  |  |  | BLACKBURN #WR-450, BLACKBURN #WR-779,
188. | 5 |  |  |  | KEARNEY #484-81, HOMAC NB500,
OR APPROVED EQUAL
188. | 5 |  |  | BRAND:
189. | 5 | 2857402232 | 50 |  | SQUEEZON, ALUMINUM, BURNDY #YHD-400, | EA. |  | 0 |  |  |  | /days
189. | 5 |  |  |  | BLACKBURN #WR-419, KEARNEY #507-82,
HOMAC DB4040 OR APPROVED EQUAL
189. | 5 |  |  | BRAND:
190. | 5 | 2857402233 | 150 |  | SQUEEZON, ALUMINUM, BURNDY #YHD-350, | EA. |  | 0 |  |  |  | /days
190. | 5 |  |  |  | BLACKBURN #WR-399, KEARNEY #505-82
190. | 5 |  |  |  | HOMAC DB4020, OR APPROVED EQUAL
190. | 5 |  |  | BRAND:
191. | 5 | 2857402234 | 200 |  | SQUEEZON, ALUMINUM, BURNDY #YHD-300 | EA. |  | 0 |  |  |  | /days
191. | 5 |  |  |  | BLACKBURN #WR-279, KEARNEY #504-82,
191. | 5 |  |  |  | PENN UNION #KDR04, HOMAC DB2020,
OR APPROVED EQUAL
191. | 5 |  |  | BRAND:
192. | 5 | 2857402235 | 100 |  | SQUEEZON, ALUMINUM, BURNDY #YHD-250, | EA. |  | 0 |  |  |  | /days
192. | 5 |  |  |  | BLACKBURN #WR-379, KEARNEY #503-82,
192. | 5 |  |  |  | PENN UNION #KD-R04; HOMAC DB4040,
OR APPROVED EQUAL
192. | 5 |  |  | BRAND:
193. | 5 | 2857402236 | 250 |  | SQUEEZON, ALUMINUM, BURNDY #YHD-200, | EA. |  | 0 |  |  |  | /days
193. | 5 |  |  |  | BLACKBURN #WR-289, KEARNEY #502-82
193. | 5 |  |  |  | HOMAC DB2020, PENN-UNION KD-R02
OR APPROVED EQUAL
193. | 5 |  |  | BRAND:
194. | 5 | 2857402237 | 1000 |  | SQUEEZON, ALUMINUM, BURNDY #YHO-100, | EA. |  | 0 |  |  |  | /days
194. | 5 |  |  |  | BLACKBURN #WR-159, KEARNEY #506-82,
194. | 5 |  |  |  | PENN UNION #K0R06, HOMAC OB44,
OR APPROVED EQUAL
194. | 5 |  |  | BRAND:
195. | 5 | 2857402238 | 3500 |  | SQUEEZON, ALUMINUM, BURNDY #YHO-150, | EA. |  | 0 |  |  |  | /days
195. | 5 |  |  |  | BLACKBURN #WR-189, KEARNEY #508-82,
195. | 5 |  |  |  | PENN UNION #K0R08, HOMAC OB101,
OR APPROVED EQUAL
195. | 5 |  |  | BRAND:
196. | 5 | 2857402239 | 175 |  | SQUEEZON, ALUMINUM, KEARNEY #489-82, | EA. |  | 0 |  |  |  | /days
196. | 5 |  |  |  | BLACKBURN #WR-885; BURNDY YHN 525,
HOMAC NB500, OR APPROVED EQUAL
196. | 5 |  |  | BRAND:
200. | 5 | 2857402244 | 500 |  | SQUEEZON, COPPER, 6 SOL. - 6 STR., PENN | EA. |  | 0 |  |  |  | /days
200. | 5 |  |  |  | UNION #CDT-399-8 OR APPROVED EQUAL
200. | 5 |  |  | BRAND:
|  | 2857402248 | 30 |  | TERMINAL PAD, 2 HOLE, 477 MCM, HOMAC AL500N, BURNDY YCA35R-2N, BLACKBURN ALS24, OR APPROVED EQUAL | EA. |  | 0 |  |  |  | /days
|  | 2857402745 | 50 |  | CONNECTOR, WEDGE 927 ACAR-927 ACAR | EA. |  | 0 |  |  |  | /days
AMP # 602121 OR APPROVED EQUAL
|  | 2857402744 | 50 |  | CONNECTOR GROUNDING # 4 CU-927 ACAR | EA. |  | 0
[5 empty] | BURNDY # WCY 101 OR APPROVED EQUAL | [6 empty] | /days
|  | 2857402743 | 50 |  | CONNECTOR # 4 CU TO 7/16; GALVANIZED | EA. |  | 0 |  |  |  | /days
BURNDY # UC8W26-L OR APPROVED EQUAL
STOCK#:
200. | 5 |  |  |  | TOTAL FOR CATEGORY 5: |  | 0
[5 empty] | CATEGORY 6 - INSULATORS | [5 empty] | 30 Days
205. | 6 | 2857402299 | 300 |  | INSULATOR, PIN-TYPE, MC GRAW-EDISON | EA. |  | 0 |  |  |  | /days
205. | 6 |  |  |  | #NP21D8, CHANCE #C905-1304, VICTOR #6R,
205. | 6 |  |  |  | PORCELAIN PRODUCTS #366-S, LAPP # 6183R-70,
205. | 6 |  |  |  | VICTOR #606R, DULHUNTY DP55-4, OR APPROVED EQUAL
205. | 6 |  |  | BRAND:
206. | 6 | 2857402300 | 200 |  | INSULATOR, DEAD-END, 15 KV POLYMER, O.B. #401015-0215, SALISBURY #9501-U, VICTOR #8015, MACLEAN DS-15M, OR APPROVED EQUAL | EA. |  | 0 |  |  |  | /days
206. | 6 |  |  | BRAND:
207. | 6 | 2857402301 | 20 |  | INSULATOR, FIBERGLASS, GUY STRAIN 18", CONTINENTAL #GCC15-18R, JOSLYN #150-18, HUGHES CF698-18, HPS GS16018CC1, OR APPROVED EQUAL | EA. |  | 0 |  |  |  | /days
207. | 6 |  |  | BRAND:
208. | 6 | 2857402302 | 20 |  | INSULATOR, FIBERGLASS, GUY STRAIN 36", CONTINENTAL #GCC15-36R2, JOSLYN #150-36R, HPS GS16036CC2, OR APPROVED EQUAL | EA. |  | 0 |  |  |  | /days
208. | 6 |  |  | BRAND:
|  | 2857402492 | 30 |  | INSULATOR, FIBERGLASS, GUY STRAIN 54", | EA. |  | 0 |  |  |  | /days
CONTINENTAL #GCC15-54R2, JOSLYN #150-54R,
HUGHES CF692-54R2, HUBBELL GS160554CC2,
OR APPROVED EQUAL
BRAND:
210. | 6 | 2857402304 | 25 |  | INSULATOR, SPOOL, GRAY, JOSLYN #J101, | EA. |  | 0 |  |  |  | /days
210. | 6 |  |  |  | JOSLYN #J151, COOPER #DE4S4, LAPP 8442-70,
PORCELAIN PRODUCTS #5101, VICTOR #2612,
210. | 6 |  |  |  | POWERLINE HARDWARE P532G, DULHUNTY DP53-2, OR APPROVED EQUAL
210. | 6 |  |  | BRAND:
|  | 2857402493 | 250 |  | INSULATOR, POLYMER PIN-TYPE, F-NECK | EA. |  | 0 |  |  |  | /days
HENDRIX HPI-55-55 OR APPROVED EQUAL
|  | 2857402755 | 50 |  | INSULATOR, POST TYPE 15KV, 3 1/2" BASE | EA. |  | 0 |  |  |  | /days
VICTOR # V12120 OR NEWELL PORCELAIN #NP43570
OR APPROVED EQUAL
|  | 2857402754 | 50 |  | INSULATOR, GUY STRAIN CLEVIS-CLEVIS W/ROLLER | EA. |  | 0 |  |  |  | /days
21, 000 LBS; MACLEAN (BETHEA) # GCC21-78R
OR APPROVED EQUAL
|  | 2857402753 | 50 |  | INSULATOR GUY STRAIN CLEVIS - CLEVIS W/ROLLER | EA. |  | 0 |  |  |  | /days
36,000 LBS; MACLEAN (BETHEA) # GCC36-78
OR APPROVED EQUAL
BRAND:
[5 empty] | TOTAL FOR CATEGORY 6: |  | 0
[5 empty] | CATEGORY 7 - PEDESTALS & ENCLOSURES | [5 empty] | 30 Days
233. | 7 | 2857402448 | 1 |  | ENCLOSURE, JUNCTION, 15 KV, INSTALLED, | EA. |  | 0 |  |  |  | /days
233. | 7 |  |  |  | 200 AMP, 4 - WAY, DURHAM #AM303018222 MAYSTEEL
#CW330-18-TH BARFIELD #BGSSE183030SP OR
APPROVED EQUAL (QUOTE COMPLETE
ASSEMBLY INLCUDING GROUND SLEEVE)
233. | 7 |  |  | BRAND:
234. | 7 | 2857402449 | 1 |  | JUNCTION, 3 PHASE, PADMOUNT, MAY- | EA. |  | 0 |  |  |  | /days
234. | 7 |  |  |  | STEEL #CW348-18-TH, BARFIELD BGSSEE184830TP,
DURHAM #AM304818223-D OR APPROVED EQUAL
(QUOTE COMPLETE ASSEMBLY INCLUDING GROUND
SLEEVE)
234. | 7 |  |  | BRAND:
235. | 7 | 2857402450 | 50 |  | PEDESTAL, SECONDARY, NORDIC #PSP-91330-MG, | EA. |  | 0 |  |  |  | /days
235. | 7 |  |  |  | PENNCELL AGNS-14LPX-EWB
235. | 7 |  |  | BRAND:
|  | 2858702491 | 5 |  | PAD, TRANSFROMER, GRAY, PRE-CAST CONCRETE, DIVERSITECH C48-48-4CSL1228, CDR PP-484804-1228, OR EQUAL | EA. |  | 0 |  |  |  | /days
BRAND:
302. | 7 | 2858702468 | 5 |  | PAD, FIBERGLASS GROUND SLEEVE, UNDERGROUND, 18"H X 26"W X 18"D, DURHAM #GS183018F, MAYSTEEL #CW326-GS-18-18 FG, NORDIC GS-27-20-18M, NORDIC GS-26-18-18M-MG-17X9, BARFIELD BFGBS182618, ELECTRIMOLD #EFBG-182618-1017MH-454, OR APPROVED EQUAL | EA. |  | 0 |  |  |  | /days
302. | 7 |  |  | BRAND:
303. | 7 | 2858702469 | 5 |  | ENCLOSURE, SINGLE-PHASE, 15 KV, 3-PT | EA. |  | 0 |  |  |  | /days
303. | 7 |  |  |  | JUNCTION INSTALLED, UNDERGROUND, 30"H X 26"W X
303. | 7 |  |  |  | 18"D, DURHAM #AM302618222, MAYSTEEL#CW326-18TH,
303. | 7 |  |  |  | #CW326-18TH, BARFIELD #BGSSE182630SP OR EQUAL
303. | 7 |  |  | BRAND:
[5 empty] | TOTAL FOR CATEGORY 7: |  | 0
[5 empty] | CATEGORY 8A - STANDARD LUMINAIRES | [5 empty] | 10 Days
236. | 8 | 2857602047 | 300 |  | HEAD, 100 WATT HPS, WITH 2" SLIPFITTER, COOPER #RMA10SR2XX (SMALL BOX), AMERICAN ELECTRIC 11-10SRN120ROLOH2, OR APPROVED EQUAL | EA. |  | 0 |  |  |  | /days
236. | 8 |  |  | BRAND:
237. | 8 | 2857602048 | 150 |  | SHADE, ACRYLIC FOR 100 WATT HPS HEAD, | EA. |  | 0 |  |  |  | /days
237. | 8 |  |  |  | COOPER #RMARR0A5, AMERICAN ELECTRIC RK11R5BA, OR APPROVED EQUAL
237. | 8 |  |  | BRAND:
238. | 8 | 2857602049 | 50 |  | ARM, ALUMINUM, 6 FOOT, FOR 175 MV, | EA. |  | 0 |  |  |  | /days
238. | 8 |  |  |  | AMERICAN METALS #P125A060U, A.E. #93-7201,
238. | 8 |  |  |  | SALCO # WPUB-125-6-A, UTILITY METALS # P125A060,
UTILITY METALS # P125A060U OR APPROVED EQUAL
238. | 8 |  |  | BRAND:
239. | 8 | 2857602050 | 50 |  | ARM, ALUMINUM, 30 INCH, FOR 175 MV, | EA. |  | 0 |  |  |  | /days
239. | 8 |  |  |  | A.E. #91-3001, SALCO #WP-125-2.5-A,
UTILITY METALS # M125A026 OR APPROVED EQUAL
239. | 8 |  |  | BRAND:
240. | 8 | 2857602053 | 40 |  | FIXTURE, 250 WATT HPS, 120 VOLT, "HORIZONTAL LUMINAIRE" WITH PHOTOCONTROL RECEPTACLE WITH TYPE III STANDARD DISTRIBUTION, A.E. #113-06232, COOPER #OVZ25SCW3E4, GE M2RR25S0A2GMS3013 OR APPROVED EQUAL | EA. |  | 0 |  |  |  | /days
240. | 8
242. | 8 | 2857602389 | 10 |  | FIXTURE, 400 WATT HPS, FLOOD, HEAD AND LAMP ONLY, COOPER #CFB40SWW65U0590, GE PF1S40S0A56X6GR248, AEL ACP40SCAMT1760443 OR APPROVED EQUAL | EA. |  | 0 |  |  |  | /days
242. | 8 |  |  | BRAND:
|  | 2857802394 | 10 |  | BRACKET, POLE, 2" X 18" FOR 400 WATT HPS | EA. |  | 0 |  |  |  | /days
FLOOD FIXTURE, COOPER #WPF215S,
SALCO #WPF-2-1.5-S OR APPROVED EQUAL
BRAND:
[5 empty] | TOTAL FOR CATEGORY 8A: |  | 0
[5 empty] | CATEGORY 8B - DECORATIVE LUMINARIRES | [5 empty] | 56 Days
|  | 2857602479 | 35 |  | VERTICAL LUMINAIRE, BLACK, COLONIAL | EA. |  | 0 |  |  |  | /days
AMERICAN ELECTRIC AVP10SRH120R5AYTL,
COOPER UTR10SH2554HSU OR APPROVED EQUAL
|  | 2857602779 | 10 |  | LUMINAIRE, VERTICAL, FOR TENON TOP LIGHT POLE | EA. |  | 0 |  |  |  | /days
AMERICAN ELECTRIC LIGHTING #AE
AVP15SRH120R5AYTL COOPER #UTR15SH255HSSUR
OR APPROVED EQUAL
BRAND:
[5 empty] | TOTAL FOR CATEGORY 8B: |  | 0
[5 empty] | CATEGORY 8C - LA DOTD APPROVED LUMINARIRES | [5 empty] | 56 Days
|  | 2857602388 | 30 |  | FIXTURE, 250 WATT HPS, 480 VOLT, "HORIZONTAL LUMINAIRE", TYPE III DISTRIBUTION, 3G RATED, LA DOTD APPROVED, NO MULTITAPS, NO PHOTOCELL USUAGE, G.E. #M2RR25S5A1GMS3FNU, OR APPROVED EQUAL | EA. |  | 0 |  |  |  | /days
[5 empty] | TOTAL FOR CATEGORY 8C: |  | 0
[5 empty] | CATEGORY 9 - CROSSARMS | [5 empty] | 10 Days
244. | 9 | 2857802041 | 200 |  | CROSSARM, 8 FOOT, 4-PIN OR 6-PIN, INSPECTED, 4-3/4" X 3-3/4" X 8' (REFERENCE RUS SPECIFICATION W2.1G) | EA. |  | 0 |  |  |  | /days
244. | 9 |  |  | BRAND:
245. | 9 | 2857802042 | 100 |  | CROSSARM, 10 FOOT, 6-PIN, INSPECTED, 4-3/4" X 3-3/4" X 10' (REFERENCE RUS SPECIFICATION W2.1G) | EA. |  | 0 |  |  |  | /days
245. | 9 |  |  | BRAND:
[5 empty] | TOTAL FOR CATEGORY 9: |  | 0
[5 empty] | CATEGORY 10A - REPLACEMENT POLES & ACCESSORIES | [5 empty] | 96 Days
259. | 10 | 2857802462 | 5 |  | BASE, BREAK AWAY W/ HARDWARE, FOR MACARTHUR DRIVE POLES, UTILITY METALS #TB3-AF1517H, UNION METAL TB3-20194-05N, OR APPROVED EQUAL | EA. |  | 0 |  |  |  | /days
259. | 10 |  |  | BRAND:
278. | 10 | 2858302454 | 5 |  | POLE, ALUMINUM, SATIN FINISH, FOR MEMORIAL DRIVE, 27'8" X 4" X 7" X 156" ROUND WITH ARM 6' X 32" X 3.5", VALMONT/LEXINGTON POLE #270840705T4 AND ARM #1MA0632B40, OR HAPCO # 21-692, OR UNION METAL #150-Y246 ONLY | EA. |  | 0 |  |  |  | /days
278. | 10 |  |  | BRAND:
279. | 10 | 2858302467 | 5 |  | POLE, FIBERGLASS, 25 FOOT WITH BASE, | EA. |  | 0 |  |  |  | /days
279. | 10 |  |  |  | FOR PETERMAN DRIVE, SHAKESPEARE
279. | 10 |  |  |  | #AH25-16S6BB01 ONLY
|  | 2858302814 | 5 |  | DOUBLE ARM ROADWAY LIGHTING POLE ASSEMBLY Valmont #380860106T4, KW #RTAT39-10.0-7-BA-215CL-ATB-17-VDP-W/ (2) ATA32-15-2-BA-CL, P&K Tubular Products, Inc. #RTB0M42.53W25, Hapco #TA40F1CFT2E-01, General Structures, Inc. #HPA-2-40215-SATIN-TB3-17, or equal, round tapered 6063-T6 aluminum pole for nominal 40’ mounting height, with brushed satin finish, 0.250” wall thickness, 6” top diameter and 10" butt diameter, double aluminum truss type arms (15' span x 32" rise), FHWA approved 356-T6 cast aluminum breakaway transformer base, four 1” x 8” x 36” galvanized steel anchor bolts, required transformer base and truss arm mounting hardware, and 100 mph rating. | EA. |  | 0 |  |  |  | /days
|  | 28583024815 | 5 |  | SINGLE ARM ROADWAY LIGHTING POLE ASSEMBLY Valmont #380860807T4, KW #RTAT39-8.0-7-BA-115CL-ATB1-17-VDP-W/ ATA32-15-2-BA-CL, P&K Tubular Products, Inc. #RTB8H42.53W15, Hapco #RTA40F8CFT1E-01, General Structures, Inc. #HPA-2-40115-SATIN-TB1-17, or equal, round tapered 6063-T6 aluminum pole for nominal 40’ mounting height, with brushed satin finish, 0.250” wall thickness, 6” top diameter and 8" butt diameter, single aluminum truss type arm (15' span x 32" rise), FHWA approved 356-T6 cast aluminum breakaway transformer base, four 1” x 8” x 36” galvanized steel anchor bolts, required transformer base and truss arm mounting hardware, and 100 mph rating | EA. |  | 0 |  |  |  | /days
|  | 2858302816 | 5 |  | ROADWAY LUMINAIRE American Electric Lighting #ATBL-A-480-R2-NR, GE #ERL2-H-19-B3-40-D-GRAY-I-L, Philips Lumec #RFL-160W96LED4K-G2-R2M-HVU-GY3, Eaton Streetworks #NVN-AF-03-E-8-T2-10K, Leotek #GCL2-60G-HV-NW-2R-GY-800-LPCR, or equal, pole mounted roadway lighting fixture with gray finished cast aluminum housing, glass lens, tool-less entry, IP66 rating, type 2 distribution, 170 watt led array, 19,000 lumen output at 4000k, and 480 volt driver. Luminaires shall perform at minimum L70 standard for 100,000 hours. Five-year warranty shall be standard. | EA. |  | 0 |  |  |  | /days
[5 empty] | TOTAL FOR CATEGORY 10A: |  | 0
[5 empty] | CATEGORY 10B - NEW CONSTRUCTION POLES & ACCESSORIES | [5 empty] | 96 Days
|  | 2857802395 | 5 |  | BASE, BREAK AWAY FOR I-49 POLE, UNION | EA. |  | 0 |  |  |  | /days
METAL #225443 OR APPROVED EQUAL
|  | 2857802396 | 5 |  | ARM, 15 FOOT FOR I-49 POLE, UNION METAL | EA. |  | 0 |  |  |  | /days
#227661 OR APPROVED EQUAL
|  | 2858302161 | 10 |  | POLE, LIGHT, DIRECT BURIAL, FIBERGLASS | EA. |  | 0 |  |  |  | /days
SHAKESPEARE #BS30-26, OR WHATLEY
RT-45-25-DE-GRY-TXT-DTC
|  | 2858302162 | 10 |  | ARM, 6 FOOT FOR FIBERGLASS POLE, SHAKESPEARE #OPAR-6, WHATLEY MA-72, UTILITY METALS # B200A0603.5, OR SALCO TE-61 ONLY | EA. |  | 0 |  |  |  | /days
|  | 2858302400 | 10 |  | POLE, I-49, 11 GAUGE, 9.90' X 5.24' X 33.3', | EA. |  | 0 |  |  |  | /days
UNION METAL #240763 OR APPROVED EQUAL
|  | 2858302478 | 35 |  | STREET LIGHT POLE, TENON TOP, 14.5' | EA. |  | 0 |  |  |  | /days
SHAKESPEARE BJ20-14.5FS16,
WHATLEY XF45-D8M-14.5-DE-BLK-30-30 OR EQUAL
[5 empty] | TOTAL FOR CATEGORY 10B: |  | 0
[5 empty] | CATEGORY 11 - UNDERGROUND PRODUCTS | [5 empty] | 15 Days
262. | 11 | 2858202087 | 10 |  | CAP, GROUND PROTECTIVE, RTE #160 DR, | EA. |  | 0 |  |  |  | /days
262. | 11 |  |  |  | COOPER #LPC215 OR APPROVED EQUAL
262. | 11
263. | 11 | 2858202088 | 25 |  | ASSEMBLY, FUSE HOLDER, IDEAL #65U | EA. |  | 0 |  |  |  | /days
263. | 11 |  |  |  | HOMAC SLK-6, OR APPROVED EQUAL
263. | 11
|  | 2858202648 | 15 |  | ASSEMBLY, DOUBLE FUSE HOLDER, ELASTIMOLD #D65U, HOMAC SLT6, OR APPROVED EQUAL | EA. |  | 0 |  |  |  | /days
264. | 11 | 2858202090 | 30 |  | ARRESTER, ELBOW, 10 KV M.O.V.E., COOPER | EA. |  | 0 |  |  |  | /days
264. | 11 |  |  |  | #3238018C10M, O.B. #167ESA10A13X, JOSLYN
264. | 11 |  |  |  | #8132B0010J001 OR APPROVED EQUAL
264. | 11 |  |  | BRAND:
265. | 11 | 2858202091 | 15 |  | ELBOW, LOADBREAK, JOSLYN #JT2BE2BLA, | EA. |  | 0 |  |  |  | /days
265. | 11 |  |  |  | COOPER #LE215B04, ELASTIMOLD
265. | 11 |  |  |  | #165LRB5220 OR APPROVED EQUAL
265. | 11
267. | 11 | 2858202093 | 20 |  | INSERT, FEED-THRU, RTE #2637345A01M, | EA. |  | 0 |  |  |  | /days
267. | 11 |  |  |  | ELASTIMOLD #1602A3R, COOPER #LF1215
267. | 11 |  |  |  | OR APPROVED EQUAL
267. | 11
268. | 11 | 2858202094 | 10 |  | SPLICE, QUICK, 3M #5411-C1-21, OR APPROVED EQUAL | EA. |  | 0 |  |  |  | /days
269. | 11
270. | 11 | 2858202097 | 50 |  | INSERT, BUSHING WELL, RTE #2604797B01M, | EA. |  | 0 |  |  |  | /days
270. | 11 |  |  |  | JOSLYN #JLB2B10C, ELASTIMOLD #1601A4,
270. | 11 |  |  |  | COOPER LBI-215 OR APPROVED EQUAL
270. | 11 |  |  | BRAND:
271. | 11 | 2858202098 | 30 |  | BUSHING, INSULATED PARKING, JOSLYN | EA. |  | 0 |  |  |  | /days
271. | 11 |  |  |  | #J2PB, ELASTIMOLD #160SOP, RTE #2625063B01M
271. | 11 |  |  |  | COOPER ISB-215 OR APPROVED EQUAL
271. | 11 |  |  | BRAND:
272. | 11 | 2858202455 | 25 |  | INSERT, FEED-THRU, PARKING BUSHING, | EA. |  | 0 |  |  |  | /days
272. | 11 |  |  |  | ELASTIMOLD #164FT, SURE MAKE #9U07AKF200,
272. | 11 |  |  |  | COOPER LPF215H OR APPROVED EQUAL
272. | 11 |  |  | BRAND:
280. | 11 | 2858702401 | 10 |  | BRACKET, MOUNTING CABLE, O.D. RANGE | EA. |  | 0 |  |  |  | /days
280. | 11 |  |  |  | .80" (20 MM) TO 1.25" (32 MM), 3M #MB-3 OR
280. | 11 |  |  |  | APPROVED EQUAL
280. | 11
281. | 11 | 2858702402 | 10 |  | BRACKET, MOUNTING CABLE, O.D. RANGE | EA. |  | 0 |  |  |  | /days
281. | 11 |  |  |  | 1.80" (46 MM) TO 2.40" (61 MM), 3M #MB-6 OR
281. | 11 |  |  |  | APPROVED EQUAL
281. | 11 |  |  | BRAND:
283. | 11 | 2858702404 | 100 |  | SPADES, SECONDARY CMC/ESP, UTILITY PRODUCTS | EA. |  | 0 |  |  |  | /days
283. | 11 |  |  |  | #NSM-350-41, HOMAC ABS4350C, UTILICO #PTF-350
283. | 11 |  |  |  | ELASTIMOLD TSB4359J58 OR APPROVED EQUAL
283. | 11 |  |  | BRAND:
|  | 2858702488 | 50 |  | SPADES, SECONDARY (LARGE) UTILCO PTF33-500, CMC SDS 500-6, HOMAC ABS6500 OR APPROVED EQUAL | EA. |  | 0 |  |  |  | /days
BRAND:
284. | 11 | 2858702405 | 10 |  | KIT, CABLE SEALING, COLD SHRINK, 3M #8452, ELASTIMOLD #200ECS, OR APPROVED EQUAL | EA. |  | 0 |  |  |  | /days
284. | 11 |  |  | BRAND:
292. | 11 | 2858702417 | 100 |  | CONNECTOR, PEDESTAL, PLP #PED4-350, | EA. |  | 0 |  |  |  | /days
292. | 11 |  |  |  | CMC #NA350-4, HOMAC # ABC4350,
ELASTIMOLD PSB4359 OR APPROVED EQUAL
292. | 11 |  |  | BRAND:
294. | 11 | 2858702419 | 20 |  | SPLICE, UNDERGROUND, UTILICO #USPA-350-SS, | EA. |  | 0 |  |  |  | /days
294. | 11 |  |  |  | CMC ULS2-350I, OR APPROVED EQUAL
|  | 2858702477 | 30 |  | KIT, QUICK TERMINATOR, 15 KV, 3M #5641-1/0, ELASTIMOLD #R2T15J1-TO-240, OR APPROVED EQUAL | EA. |  | 0 |  |  |  | /days
BRAND:
|  | 2858202476 | 75 |  | ELBOW, LOADBREAK, ELASTIMOLD (HUBBELL) | EA. |  | 0 |  |  |  | /days
#165LR-C5240, COOPER #LE215C06
BRAND:
|  | 2858702529 | 5 |  | JUNCTION, 4 POINT, 15KV W/ "U" STRAPS, ELASTIMOLD 164J4-5, COOPER LJ215C4U, OR APPROVED EQUAL | EA. |  | 0 |  |  |  | /days
BRAND:
|  | 2858702530 | 6 |  | KIT, QUICK TERMINATOR, 15KV, 3M 7655-S-HSG-4 OR EQUAL | EA. |  | 0 |  |  |  | /days
BRAND:
|  | 2858702403 | 5 |  | JUNCTION, 3 POINT, 15KV, COOPER LJ215C3U, ELASTIMOLD 164J3-5, OR APPROVED EQUAL | EA. |  | 0 |  |  |  | /days
BRAND:
|  | 2853402367 | 20 |  | HOLDER, INLINE FUSE, GOULD #GEB-11-11, FERRAZ SHAWMUT FEB11-11, OR APPROVED EQUAL | EA. |  | 0 |  |  |  | /days
BRAND:
|  | 2859902532 | 100 |  | COVER, INSUALTING, SECONDARY CONNECTOR, HOMAC BB-10 | EA. |  | 0 |  |  |  | /days
[5 empty] | TOTAL FOR CATEGORY 11: |  | 0
CATEGORY 12 - LED LIGHTING
298. | 12 | 2857602778 | 50 |  | LED SECURITY LIGHT, 48W, EATON CRTRK-A-A08-E-120- | EA. |  | 0 |  |  |  | /days
5-A CARETAKER, CREE RUL-HT-5ME-C-40K-12-UF-N-ES OR APPROVED EQUAL
|  | 2857602780 | 10 |  | COBRA HEAD, 250 WATT, LED STREET LIGHT, TWO | EA. |  | 0 |  |  |  | /days
BOLT/ONE BRACKET SLIPFITTER 120-277V OR 480V,
COOPER #VERD-G-A02-E-U-T3-4-AP OR APPROVED
EQUAL
299. | 12 |  |  | BRAND:
[5 empty] | TOTAL FOR CATEGORY 12: |  | 0
[5 empty] | CATEGORY 13 - DISTRIBUTION CLASS LIGHTNING ARRESTORS | [5 empty] | 20 Days
29. | 13 | 2850302004 | 225 |  | ARRESTER, DISTRIBUTION LIGHTNING 10 KV | EA. |  | 0 |  |  |  | /days
MOV, O.B. #213-709-73-33; MUST INCLUDE GROUNDING COPPER STRAP, COOPER # UHS10050A1C1D1A , COOPER URT10050A1A1A1A OR EQUAL |  |  |  |  | MOV, O.B. #213-709-73-33; MUST INCLUDE GROUNDING
COPPER STRAP, COOPER # UHS10050A1C1D1A,
COOPER URT 10050A1A1A1A, OR APPROVED EQUAL
29. | 13 |  |  | BRAND:
30. | 13 | 2850302005 | 5 |  | ARRESTER, LIGHTNING 3 KV MOV, MUST INCLUDE | EA. |  | 0 |  |  |  | /days
30. | 13 |  |  |  | GROUNDING COPPER STRAP: JOSLYN #8134C0003J001,
30. | 13 |  |  |  | JOSLYN #J9211-QS, O.B. #213703-7324 OR
30. | 13 |  |  |  | COOPER #UHS03030A1A1B1A OR APPROVED EQUAL
30. | 13
304. | 13 | 2858702470 | 50 |  | ARRESTER, 10 KV, RISER POLE SURGE LIGHTNING, | EA. |  | 0 |  |  |  | /days
304. | 13 |  |  |  | MUST INCLUDE GROUNDING COPPER STRAP,
304. | 13 |  |  |  | O.B. #221-609-7324, COOPER #URS10050A1A1B1A,
OR APPROVED EQUAL
[5 empty] | TOTAL FOR CATEGORY 13: |  | 0
[5 empty] | CATEGORY 14 - BALLASTS | [5 empty] | 20 Days
308. | 14 | 2859902331 | 10 |  | KIT, BALLAST REPAIR, 480 VOLT, 400 WATT | EA. |  | 0 |  |  |  | /days
308. | 14 |  |  |  | ADVANCED #71A8-443, SYLVANIA 47376, OR APPROVED EQUAL
308. | 14 |  |  | BRAND:
|  | 2859902429 | 25 |  | KIT, BALLAST REPAIR, 480 VOLT, 1000 WATT HOLOPHANE #RBKC10HP48A ONLY. MUST HAVE DIMENSIONS OF 6 1/8" x 3 1/8" x 4 1/4". | EA. |  | 0 |  |  |  | /days
BRAND:
[5 empty] | TOTAL FOR CATEGORY 14: |  | 0
[5 empty] | CATEGORY 15A - COUPLINGS & ELBOWS | [5 empty] | 20 Days
42. | 15 | 2851902338 | 25 |  | COUPLING, 1" E-LOC PVC; CANTEX #EL-131; | EA. |  | 0 |  |  |  | /days
42 | 15 |  |  |  | ARNCO 1-402278, PNA EL-100, CARLON EL1.315, OR APPROVED EQUAL
42. | 15 |  |  | BRAND:
43. | 15 | 2851902339 | 25 |  | COUPLING, 2" E-LOC PVC; CANTEX #PTFEEL-200; | EA. |  | 0 |  |  |  | /days
43. | 15 |  |  |  | ARNCO 1-402281, PNA EL-200, CARLON EL2.375 OR APPROVED EQUAL
43. | 15 |  |  | BRAND:
44. | 15 | 2851902340 | 10 |  | COUPLING, 3" E-LOC PVC; CANTEX #EL-350 ; | EA. |  | 0 |  |  |  | /days
ARNCO 1-402283, PNA EL-300, CARLON EL3.500 OR APPROVED EQUAL
|  | 2851902685 | 30 |  | COUPLING, 4" E-LOC PVC; E-LOC # EL-400 OR | EA. |  | 0 |  |  |  | /days
APPROVED EQUAL
44. | 15 |  |  | BRAND:
46. | 15 | 2851902343 | 20 |  | COUPLING, 2" SCH 40 PVC, CARLON #ME941J | EA. |  | 0 |  |  |  | /days
46. | 15 |  |  |  | OR APPROVED EQUAL
46. | 15 |  |  | BRAND:
47. | 15 | 2851902344 | 20 |  | COUPLING, 3" SCH 40 PVC, CARLON #ME940L | EA. |  | 0 |  |  |  | /days
47. | 15 |  |  |  | OR APPROVED EQUAL
47. | 15 |  |  | BRAND:
|  | 2851902435 | 25 |  | ELBOW, 3/4" SCH 40, 90 DEGREE PVC, | EA. |  | 0 |  |  |  | /days
CARLON #33658 OR APPROVED EQUAL
|  | 2851902683 | 50 |  | ELBOW, 1" SCH 40 PVC, 90 DEGREE, 36 RADIUS, | EA. |  | 0 |  |  |  | /days
CANTEX #5233855 OR APPROVED EQUAL
|  | 2851902684 | 30 |  | ELBOW, 4" SCH 40 PVC, 90 DEGREE, 36 RADIUS; | EA. |  | 0 |  |  |  | /days
CANTEX # 5233842 OR APPROVED EQUAL
48. | 15 | 2851902345 | 15 |  | ELBOW, 2" SCH 40, 90 DEGREE, 36" SWEEP PVC, CARLON #UA9DJ OR APPROVED EQUAL | EA. |  | 0 |  |  |  | /days
48. | 15 |  |  | BRAND:
49. | 15 | 2851902346 | 10 |  | ELBOW, 3" SCH 40, 90 DEGREE PVC, CARLON #UA9FL OR APPROVED EQUAL | EA. |  | 0 |  |  |  | /days
[5 empty] | TOTAL FOR CATEGORY 15A: |  | 0
[5 empty] | CATEGORY 15B - PVC & RGS CONDUIT | [5 empty] | 20 Days
52. | 15 | 2851902349 | 30 |  | CONDUIT, 3/4" SCH 40 PVC, 10 FOOT JOINT, | EA. |  | 0 |  |  |  | /days
52. | 15 |  |  |  | CARLON OR APPROVED EQUAL
|  | 2851902505 | 20 |  | CONDUIT, 1" SCH. 40 PVC, 10 FOOT JOINT, CARLON OR EQUAL | EA. |  | 0 |  |  |  | /days
|  | 2851902506 | 10 |  | CONDUIT, 2" SCH. 40 PVC, 10 FOOT JOINT, CARLON OR EQUAL | EA. |  | 0 |  |  |  | /days
52. | 15
53. | 15 | 2851902350 | 30 |  | CONDUIT, 3" SCH 40 PVC, 10 FOOT JOINT, | EA. |  | 0 |  |  |  | /days
53. | 15 |  |  |  | CARLON #8112 OR APPROVED EQUAL
53. | 15 |  |  | BRAND:
|  | 2851902508 | 20 |  | CONDUIT, 4" SCH. 40 PVC, 10 FOOT JOINT, CARLON OR EQUAL | EA. |  | 0 |  |  |  | /days
BRAND:
|  |  | 20 |  | CONDUIT, 4" SCH. 80 PVC, 10 FOOT JOINT, CARLON OR EQUAL | EA. |  | 0 |  |  |  | /days
|  | 2851902487 | 20 |  | 2" CONDUIT, RIGID GALVANIZED, 10 FOOT JOINT | EA. |  | 0 |  |  |  | /days
THREADED WITH ONE (1) COUPLER
BRAND:
|  | 2851902507 | 10 |  | CONDUIT, 3" RIGID GALVANIZED, 10 FOOT JOINT, THREADED WITH ONE COUPLER | EA. |  | 0 |  |  |  | /days
|  | 2851902686 | 30 |  | CONDUIT, 4" RIGID GALVANIZED, 10 FOOT JOINT, | EA. |  | 0 |  |  |  | /days
THREADED WITH ONE COUPLER
[5 empty] | TOTAL FOR CATEGORY 15B: |  | 0
[5 empty] | CATEGORY 15C - HDPE CONDUIT | [5 empty] | 20 Days
|  | 2851902352 | 1000 |  | 1" RED OR BLACK W/ RED STRIPE HDPE SCH 40 OR SDR 13.5 (W/PULL TAPE), ARNCO SW100400N022, CARLON A5C4N1KNNC, PETROFLEX P100SCH40 OR P100SDR13.5, OR APPROVED EQUAL | FT. |  | 0 |  |  |  | /days
BRAND:
55. | 15 | 2851902353 | 20000 |  | 2" RED OR BLACK W/ RED STRIPE HDPE SCH 40 MIN. (W/PULL TAPE), ARNCO SW200400N022, CARLON A13C4N1KNNC, PETROFLEX P200SCH40 OR P200SDR13.5, OR APPROVED EQUAL | FT. |  | 0 |  |  |  | /days
55. | 15 |  |  | BRAND:
56. | 15 | 2851902354 | 4000 |  | 3" RED OR BLACK W/ RED STRIPE HDPE SCH 40 MIN. (W/PULL TAPE), ARNCO SW300400N022, CARLON A15C4N1KNNC, PETROFLEX P300SCH40 OR P300SDR13.5, OR APPROVED EQUAL | FT. |  | 0 |  |  |  | /days
56. | 15 |  |  | BRAND:
57. | 15 | 2851902509 | 1000 |  | 4" RED OR BLACK W/ RED STRIPE HDPE SCH 40 OR SCH 80 (W/PULL TAPE), #ARNCO SW400800N022, CARLON A16C4N1KNNC, PETROFLEX P400SCH40 OR P400SDR13.5, OR APPROVED EQUAL | FT. |  | 0 |  |  |  | /days
57. | 15 |  |  | BRAND:
[5 empty] | TOTAL FOR CATEGORY 15C: |  | 0
[5 empty] | CATEGORY 16 - PHOTO CONTROL RECEPTACLES | [5 empty] | 7 Days
|  | 2852702052 | 1000 |  | PHOTO CELL, LAMPAS #6120AS1, FISHER-PIERCE | EA. |  | 0 |  |  |  | /days
#7760; PRECISION 8660; RIPLEY #6246BCBK;
64. | 16 |  |  |  | SUN-TECH ST7760-SSS; SUN-TECH SX12010-STMBK;
64. | 16 |  |  |  | OR APPROVED EQUAL
64. | 16 |  |  | BRAND:
64. | 16 | 2852702473 | 10 |  | PHOTO CELL, PHOTO CONTROL, 120V, | EA. |  | 0 |  |  |  | /days
64. | 16 |  |  |  | INTERMATIC #K4021C; FISHER PIERCE #FP-FA-105;
PRECISION #A105; OR APPROVED EQUAL
|  | 2852702792 | 10 |  | LONGLIFE 2 PHOTOCONTROL, VOLTAGE 347, | EA. |  | 0 |  |  |  | /days
|  |  |  | BRAND: | RANGE 312-382, GREEN, PHOTO CELL INFRARED
FILTERING SILICON PHOTOTRANSISTOR, RIPLEY #6395LL
OR APPROVED EQUAL
[5 empty] | TOTAL FOR CATEGORY 16: |  | 0
[5 empty] | CATEGORY 17A - FUSES | [5 empty] | 10 Days
|  | 2853402066 | 100 |  | FUSE, KTK, COOPER #W-15, BUSSMAN T-15, OR APPROVED EQUAL | EA. |  | 0 |  |  |  | /days
BRAND:
68. | 17 | 2853402067 | 50 |  | FUSE, KTK, COOPER #W-30, BUSSMAN T-30, OR APPROVED EQUAL | EA. |  | 0 |  |  |  | /days
68. | 17 |  |  | BRAND:
69. | 17 | 2853402362 | 150 |  | FUSE, T.D. MIDGET, BUSSMAN, 10 AMP, #KTK-10, FERRAZ SHAWMUT TRM10, OR APPROVED EQUAL | EA. |  | 0 |  |  |  | /days
69. | 17 |  |  | BRAND:
82. | 17 | 2853402363 | 150 |  | FUSE, 20 AMP, BUSSMAN #KTK20, FERRAZ SHAWMUT ATM20, OR APPROVED EQUAL | EA. |  | 0 |  |  |  | /days
82. | 17
83. | 17 | 2853402674 | 100 |  | FUSE, KT5, COOPER #W-5, OR APPROVED EQUAL | EA. |  | 0 |  |  |  | /days
[5 empty] | TOTAL FOR CATEGORY 17A: |  | 0
[5 empty] | CATEGORY 17B - FUSE LINKS | [5 empty] | 10 Days
|  | 2853402069 | 100 |  | FUSE LINK, 6 AMP, TYPE K, KEARNEY #31006, CHANCE M6KA23, S&C 335006 ONLY | EA. |  | 0 |  |  |  | /days
70. | 17 | 2853402070 | 300 |  | FUSE LINK, 10 AMP, TYPE K, KEARNEY #31010, CHANCE M10KA23, S&C 335010 ONLY | EA. |  | 0 |  |  |  | /days
70. | 17
71. | 17 | 2853402071 | 200 |  | FUSE LINK, 15 AMP, TYPE K, KEARNEY #31015, CHANCE M15KA23, S&C 335015 ONLY | EA. |  | 0 |  |  |  | /days
71. | 17
72. | 17 | 2853402072 | 200 |  | FUSE LINK, 25 AMP, TYPE K, KEARNEY #31025, CHANCE M25KA23, S&C 335025 ONLY | EA. |  | 0 |  |  |  | /days
72. | 17
73. | 17 | 2853402073 | 100 |  | FUSE LINK, 30 AMP, TYPE K, KEARNEY #31030, CHANCE M30KA23, S&C 335030 ONLY | EA. |  | 0 |  |  |  | /days
73. | 17
74. | 17 | 2853402074 | 150 |  | FUSE LINK, 40 AMP, TYPE K, KEARNEY #31040, CHANCE M40KA23, S&C 335040 ONLY | EA. |  | 0 |  |  |  | /days
74. | 17
75. | 17 | 2853402075 | 200 |  | FUSE LINK, 50 AMP, TYPE K, KEARNEY #31050, CHANCE M50KA23, S&C 335050 ONLY | EA. |  | 0 |  |  |  | /days
75. | 17
76. | 17 | 2853402076 | 150 |  | FUSE LINK, 65 AMP, TYPE K, KEARNEY #31065, CHANCE M65KA23, S&C 335065 ONLY | EA. |  | 0 |  |  |  | /days
76. | 17
77. | 17 | 2853402078 | 50 |  | FUSE LINK, 80 AMP, TYPE K, KEARNEY #31080, CHANCE M80KA23, S&C 335080 ONLY | EA. |  | 0 |  |  |  | /days
77. | 17
78. | 17 | 2853402079 | 50 |  | FUSE LINK, 100 AMP, TYPE K, KEARNEY #31100, CHANCE M100KA23, S&C 335100 ONLY | EA. |  | 0 |  |  |  | /days
78. | 17 |  |  | BRAND:
79. | 17 | 2853402080 | 50 |  | FUSE LINK, 140 AMP, TYPE K, KEARNEY #31140, CHANCE M140KA23, S&C 335140 ONLY | EA. |  | 0 |  |  |  | /days
79. | 17 |  |  | BRAND:
80. | 17 | 2853402081 | 25 |  | FUSE LINK, 200 AMP, TYPE K, KEARNEY #31200, CHANCE M200KA23, S&C 335200 ONLY | EA. |  | 0 |  |  |  | /days
80. | 17 |  |  | BRAND:
81. | 17 | 2853402364 | 100 |  | FUSE LINK, 1 AMP, TYPE K, KEARNEY #31001, CHANCE M1KA23 ONLY | EA. |  | 0 |  |  |  | /days
83. | 17 |  |  | BRAND:
84. | 17 | 2853402365 | 100 |  | FUSE LINK, 2 AMP, TYPE K, KEARNEY #31002, CHANCE M2KA23 ONLY | EA. |  | 0 |  |  |  | /days
84. | 17 |  |  | BRAND:
85. | 17 | 2853402366 | 150 |  | FUSE LINK, 3 AMP, TYPE K, KEARNEY #31003, CHANCE M3KA23 ONLY | EA. |  | 0 |  |  |  | /days
85. | 17
86. | 17 | 2853402489 | 150 |  | FUSE LINK, 8 AMP, TYPE K, KEARNEY #31008, CHANCE M8KA23, S&C 335008 ONLY | EA. |  | 0 |  |  |  | /days
86. | 17
|  | 2853402490 | 150 |  | FUSE LINK, 12 AMP, TYPE K, KEARNEY #31012, CHANCE M12KA23, S&C 335012 ONLY | EA. |  | 0 |  |  |  | /days
[5 empty] | TOTAL FOR CATEGORY 17B: |  | 0
[5 empty] | CATEGORY 18 - LAMPS | [5 empty] | 14 Days
|  | 2855002057 | 60 |  | LAMP, 400 WATT MV, SYLVANIA H33GL-400/DX, | EA. |  | 0 |  |  |  | /days
GE 23996, PHILLIPS 248427, OR APPROVED EQUAL
100. | 18 |  |  | BRAND:
100. | 18 | 2855002058 | 50 |  | LAMP, 1000 WATT HPS, PHILLIPS C10000S52, SYLVANIA LU-1000, EYE LU1000B/EN, GE 44058, OR APPROVED EQUAL | EA. |  | 0 |  |  |  | /days
100. | 18 |  |  | BRAND:
101. | 18 | 2855002062 | 20 |  | LAMP, 1500 WATT, 130 VOLT, PS52 MOG, | EA. |  | 0 |  |  |  | /days
101. | 18 |  |  |  | BASE CLEAR FINISH, SYLVANIA M1500/BU-HOR,
103. | 18 |  |  |  | GE 37405, PHILLIPS 131623 OR APPROVED EQUAL
103. | 18 |  |  | BRAND:
103. | 18 | 2855002370 | 400 |  | LAMP, 100 WATT ECO, SYLVANIA #67559-1, | EA. |  | 0 |  |  |  | /days
103. | 18 |  |  |  | EYE LU100/PLUS/ECO, GE 14673, PHILLIPS 14740-5,
104. | 18 |  |  |  | OR APPROVED EQUAL
104. | 18 |  |  | BRAND:
|  | 2855002457 | 20 |  | LAMP, 250 WATT HPS, W/BUILT-IN IGNITER, | EA. |  | 0 |  |  |  | /days
104. | 18 |  |  |  | EYE #LU250I/EN OR APPROVED EQUAL
105. | 18 |  |  | BRAND:
105. | 18 | 2855002465 | 200 |  | LAMP, 250 WATT ECO, SYLVANIA #67572-2 | EA. |  | 0 |  |  |  | /days
105. | 18 |  |  |  | EYE LU250/PLUS/ECO, GE 14674, PHILLIPS 14742-1,
106. | 18 |  |  |  | OR APPROVED EQUAL
106. | 18 |  |  | BRAND:
|  | 2855002466 | 50 |  | LAMP, 400 WATT ECO, SYLVANIA #67312-2, | EA. |  | 0 |  |  |  | /days
106. | 18 |  |  |  | LU400/PLUS/ECO, GE 14675, PHILLIPS 14743-9,
107. | 18 |  |  |  | OR APPROVED EQUAL
107. | 18 |  |  | BRAND:
|  | 2855002051 | 300 |  | LAMP, 175 MV, PHILLIPS #H39KC-175/DX, | EA. |  | 0 |  |  |  | /days
107. | 18 |  |  |  | EYE #H-175, GE 24062, OR APPROVED EQUAL
98. | 18 |  |  | BRAND:
98. | 18 | 2855002054 | 60 |  | LAMP, 150 WATT HPS, GE 45762, PHILLIPS #C150S55/ALTO, SYLVANIA #LU150/55/ECO OR APPROVED EQUAL | EA. |  | 0 |  |  |  | /days
98. | 18
99. | 18 | 2855002472 | 25 |  | LAMP, 200 WATT METAL HALIDE, PULSE | EA. |  | 0 |  |  |  | /days
99. | 18 |  |  |  | START; LAMP VENTURE # MS200W/BU/MED/PS
99. | 18 |  |  |  | OR APPROVED EQUAL
| 18 |  |  | BRAND:
| 18 |  |  |  | TOTAL FOR CATEGORY 18: |  | 0
18
[5 empty] | CATEGORY 19A - OPEN CUTOUTS | [5 empty] | 10 Days
|  | 2852802001 | 100 |  | CUT-OUT, 100 AMP, S&C 89021-R9BD OR CHANCE | EA. |  | 0 |  |  |  | /days
#C710-112PB, COOPER L4B1P1A
65. | 19 |  |  |  | (WITH MOUNTING BRACKETS) OR APPROVED EQUAL
65. | 19 |  |  | BRAND:
65. | 19 |  | 25 |  | CUT-OUT, 100 AMP, POLYMER | EA. |  | 0 |  |  |  | /days
65. | 19 |  |  |  | ALUMA-FORM CSG15-100A-CB-10KA
(WITH MOUNTING BRACKETS) OR APPROVED EQUAL
[5 empty] | TOTAL FOR CATEGORY 19A: |  | 0
[5 empty] | CATEGORY 19B - LOAD BREAK CUTOUTS | [5 empty] | 25 Days
|  | 2852802002 | 50 |  | CUT-OUT, 100 AMP LOAD BREAK, ABB | EA. |  | 0 |  |  |  | /days
65. | 19 |  |  |  | #279C790A11 ONLY
66. | 19
66. | 19 | 2852802003 | 5 |  | CUT-OUT, 200 AMP LOAD BREAK, ABB | EA. |  | 0 |  |  |  | /days
66. | 19 |  |  |  | #279C790A12 ONLY
67. | 19
67. | 19 | 2858202650 | 25 |  | FUSE TUBE FOR 100 AMP ABB LOADBREAK | EA. |  | 0 |  |  |  | /days
|  | 2858202651 | 50 |  | EXPENDABLE CAP FOR 100 AMP ABB LOADBREAK | EA. |  | 0 |  |  |  | /days
BRAND:
[5 empty] | TOTAL FOR CATEGORY 19B: |  | 0
[5 empty] | CATEGORY 20 - MISCELLANEOUS | [5 empty] | 15 Days
|  | 2859902326 | 20 |  | AIRSEAL, 4" X 1/8" X 10", KEARNEY #18415-3 OR 3M 2210 ONLY. | EA. |  | 0 |  |  |  | /days
305. | 20 | 2851502337 | 3 |  | LUBRICANT, WIRE PULLING, IN FIVE GALLON BUCKET; YELLOW 77 PLUS #31-395, POLYWATER J-640, RAINBOW 8263, PNA PROPULL, OR APPROVED EQUAL | EA. |  | 0 |  |  |  | /days
305. | 20 |  |  | BRAND:
41. | 20 | 2851502495 | 108 |  | MARKING PAINT, FLOURESCENT RED | EA. |  | 0 |  |  |  | /days
41. | 20 |  |  |  | KRYLON 03610 OR APPROVED EQUAL
BRAND:
|  | 2851502494 | 108 |  | CABLE CLEANER, DEGREASER CRC #435 ONLY | EA. |  | 0 |  |  |  | /days
|  | 2851502496 | 50 |  | HYDROPHOBIC POLE STABILIZER, 1 GAL. KIT, MUST BE HYDROPHOBIC RAINBOW 79702 OR APPROVED EQUAL | EA. |  | 0 |  |  |  | /days
BRAND:
|  | 2851502497 | 50 |  | HYDROPHOBIC POLE STABILIZER, 7 CUBIC FT. KIT, MUST BE HYDROPHOBIC RAINBOW 79707 OR APPROVED EQUAL | EA. |  | 0 |  |  |  | /days
BRAND:
|  | 2859902533 | 10 |  | HARDWARE CLOTH, 1/2X1/2X4'X100' | ROLL |  | 0 |  |  |  | /days
|  | 2859902763 | 25 |  | SHELL YELLOW AMP 69338-4 OR APPROVED EQUAL | EA |  | 0 |  |  |  | /days
[5 empty] | TOTAL FOR CATEGORY 20: |  | 0
[5 empty] | CATEGORY 21 - BRACKETS | [5 empty] | 40 Days
|  | 2857402308 | 10 |  | CLUSTER MOUNT, SMALL, JOSLYN #J-6865, | EA. |  | 0 |  |  |  | /days
COOPER #DT6C1, CHANCE #C212-0142,
215. | 21 |  |  |  | DIXIE #DW-50LE OR APPROVED EQUAL
215. | 21 |  |  | BRAND:
215. | 21 | 2857402309 | 5 |  | CLUSTER MOUNT, LARGE, JOSLYN #J-6866, CHANCE # C212-0146, DIXIE DW-167LE, OR APPROVED EQUAL | EA. |  | 0 |  |  |  | /days
215. | 21
216. | 21 |  |  | BRAND:
216. | 21 | 2857802043 | 30 |  | BRACE, WOOD CROSSARM (LG), COOPER #DT-60, JOSLYN #J4760R, ALUMA-FORM RA6018, BARFIELD #BAR-6018, HUGHES 2045-CC30-9-11 OR APPROVED EQUAL | PR. |  | 0 |  |  |  | /days
216. | 21 |  |  | BRAND:
246. | 21 | 2857802044 | 50 |  | BRACE, WOOD CROSSARM (SM), JOSLYN #J5526 BARFIELD #BAB-626, ALUMA-FORM AF626 OR APPROVED EQUAL | PR. |  | 0 |  |  |  | /days
246. | 21 |  |  | BRAND:
247. | 21 | 2857802045 | 20 |  | BRACKET, FIBERGLASS STAND-OFF, CONTINENTAL #GPB-5568M-16V, CHANCE #1SBM16V1, HUGHES CF810-16 OR APPROVED EQUAL | EA. |  | 0 |  |  |  | /days
247. | 21 |  |  | BRAND:
248. | 21 | 2857802474 | 50 |  | BRACKET, FIBERGLASS CUTOUT, 18" WITH | EA. |  | 0 |  |  |  | /days
248. | 21 |  |  |  | BOLT; CHANCE # 1SBM18CB, CHANCE 1SBM18AMB,
| 21 |  |  |  | OR EQUAL
| 21 |  |  | BRAND:
|  | 2857802458 | 10 |  | BRACKET, RISER, STAND OFF; JOSLYN #SK-288, ALUMA-FORM 6CSO-A-2-5, OR APPROVED EQUAL | EA. |  | 0 |  |  |  | /days
| 21 |  |  | BRAND:
257. | 21 | 2857802522 | 5 |  | BRACE, ALLEY ARM, MACLEAN J1525, HPS 6984, OR APPROVED EQUAL | EA. |  | 0 |  |  |  | /days
257. | 21
|  | 2857802767 | 25 |  | STUD INSULATOR POLE TIP BRACKET CHANCE | EA. |  | 0 |  |  |  | /days
DF19M3 OR APPROVED EQUAL
|  | 2857802768 | 25 |  | POLE TOP BRACKET POST STUD INSULATOR NP87573 | EA. |  | 0 |  |  |  | /days
OR APPROVED EQUAL
|  | 2857802766 | 25 |  | POLE TOP BRACKET FOR POST INSULATOR CHANCE | EA |  | 0 |  |  |  | /days
1B3 OR APPROVED EQUAL
|  | 2857802764 | 25 |  | STUD INSULATOR POST XARM-MOUNT | EA. |  | 0 |  |  |  | /days
CHANCE DF19M4 OR APPROVED EQUAL
|  | 2857802765 | 25 |  | STUD INSULATOR POST ARM-MOUNT | EA. |  | 0 |  |  |  | /days
CHANCE NP87574 OR APPROVED EQUAL
/days
[5 empty] | TOTAL FOR CATEGORY 21: |  | 0
#REF!
[5 empty] | CATEGORY 22 - SWITCHES | [5 empty] | 45 Days
|  | 2857802333 | 15 |  | SWITCH, GANG OPERATED, OMNI-RUPTER 900A, | EA. |  | 0 |  |  |  | /days
14.4 KV CYPOXY INSULATORS, FIBERGLASS ARM,
252. | 22 |  |  |  | COOPER M1HB2GC2AHV1, OR
252. | 22 |  |  | BRAND: | S&C #147442R1A2/ED711R2-S1 ONLY
252. | 22
252. | 22 | 2857902006 | 3 |  | SWITCH, DISCONNECT 600 AMP, S&C #4943R9-D2, CHANCE #M3D66B, KEARNEY #127701R, COOPER #FWID84 OR APPROVED EQUAL | EA. |  | 0 |  |  |  | /days
252. | 22
260. | 22 |  |  |  | TOTAL FOR CATEGORY 22: |  | 0
260. | 22 |  |  |  | CATEGORY 23 - FIBER OPTIC CABLE AND HARDWARE | [5 empty] | 56 Days
|  | 2851202534 | 20 |  | SUPPORT, ALUMINUM ADSS, 2-72 FIBERS, PLP 44501XX SERIES, DULMISON FOSC 6XXX-PB SERIES, MOSDORFER M-FOSC0525, OR APPROVED EQUAL | EA. |  | 0 |  |  |  | /days
BRAND:
|  | 2851202535 | 1 |  | SUPPORT, ALUMINUM ADSS, 73-96 FIBERS, PLP 4501XX SERIES, DULMISON FOSC 6XXX-PB SERIES, MOSDORFER M-FOSC0575, OR APPROVED EQUAL | EA. |  | 0 |  |  |  | /days
BRAND:
|  | 2851202536 | 200 |  | SUPPORT, ALUMINUM ADSS, 97-144 FIBERS, PLP 44501XX SERIES, DULMISON FOSC 6XXX-PB SERIES, MOSDORFER M-FOSC0775 OR APPROVED EQUAL | EA. |  | 0 |  |  |  | /days
BRAND:
|  | 2851202537 | 10 |  | DEAD-END, LIMITED TENSION, ADSS, 2-72 FIBERS, PLP 28720XXC1E1 SERIES, DULMISON AS02-FDES SERIES, MOSDORFER M-AS02-FDES0450 OR APPROVED EQUAL | EA. |  | 0 |  |  |  | /days
BRAND:
|  | 2851202538 | 1 |  | DEAD-END, LIMITED TENSION, ADSS, 73-96 FIBERS, PLP 28720XXC1E1 SERIES, DULMISON AS02-FDES SERIES, MOSDORFER M-AS02-FDES0550, OR APPROVED EQUAL | EA. |  | 0 |  |  |  | /days
BRAND:
|  | 2851202539 | 60 |  | DEAD-END, LIMITED TENSION, ADSS, 97-144 FIBERS, PLP 28720XXC1E1 SERIES, DULMISON AS02-FDES SERIES, MOSDORFER M-AS02-FDES0700, OR APPROVED EQUAL | EA. |  | 0 |  |  | 21 | /days
BRAND:
|  | 2851202540 | 20 |  | DEAD-END, MEDIUM TENSION, ADSS, 2-72 FIBERS, PLP 28721XXC1E1 SERIES, DULMISON AS02-FDEM SERIES, MOSDORFER M-AS02-FDEM0450, OR APPROVED EQUAL | EA. |  | 0 |  |  |  | /days
BRAND:
|  | 2851202541 | 1 |  | DEAD-END, MEDIUM TENSION, ADSS, 73-96 FIBERS, PLP 28721XXC1E1 SERIES, DULMISON AS02-FDEM SERIES, MOSDORFER M-AS02-FDEM0550, OR APPROVED EQUAL | EA. |  | 0 |  |  |  | /days
BRAND:
|  | 2851202542 | 40 |  | DEAD-END, MEDIUM TENSION, ADSS, 97-144 FIBERS, PLP 28721XXC1E1 SERIES, DULMISON AS02-FDEM SERIES, MOSDORFER M-AS02-FDEM0700, OR APPROVED EQUAL | EA. |  | 0 |  |  |  | /days
BRAND:
|  | 2851202652 | 5 |  | FIBER OPTIC SPLICE CLOSURE, END-TO-END SPLICES, PLP COYOTE DOME 8006877 OR APPROVED EQUAL | EA. |  | 0 |  |  |  | /days
BRAND:
|  | 2851202653 | 5 |  | FIBER OPTIC SPLICE CLOSURE, TAP SPLICES, PLP COYOTE DOME EXPRESS 8006946 OR APPROVED EQUAL | EA. |  | 0 |  |  |  | /days
BRAND:
|  | 2851202654 | 20 |  | SPLICE TRAY, 36 FIBER MAX, PLP 80805514 OR APPROVED EQUAL | EA. |  | 0 |  |  |  | /days
BRAND:
|  | 2851202655 | 20 |  | SPLICE TRAY, 36 FIBER MAX, LOW PROFILE, PLP 8001127 OR APPROVED EQUAL | EA. |  | 0 |  |  |  | /days
BRAND:
|  | 2851202656 | 5 |  | IN-SPAN CABLE STORAGE SYSTEM, PLP 710011188D1T, MOSDORFER M-FOSDA-17-ADSS, OR APPROVED EQUAL | EA. |  | 0 |  |  |  | /days
BRAND:
|  | 2851202657 | 5 |  | GROMMET, PLP 8003692 OR APPROVED EQUAL | EA. |  | 0 |  |  |  | /days
BRAND:
|  | 2851202549 | 5000 |  | CABLE, ADSS MEDIUM-SPAN, 24 FIBER, CORNING SOLO 024EN4-T4M01A20, PRYSMIAN 0024HCT1LAAESJZ-0446-0948, OFS AT-3BE17D6-024-CMEA, OR APPROVED EQUAL | FT. |  | 0 |  |  |  | /days
|  | 2851202550 | 10000 |  | CABLE, ADSS MEDIUM-SPAN, 48 FIBER, CORNING SOLO 048EN4-T4M01A20, PRYSMIAN 0048HCS1LAAESJZ-0446-0948, OFS AT-3BE17DT-048-CMEA, OR APPROVED EQUAL | FT. |  | 0 |  |  |  | /days
BRAND:
|  | 2851202551 | 5000 |  | CABLE, ADSS MEDIUM-SPAN, 96 FIBER, CORNING SOLO 096EN4-T4M01A20, PRYSMIAN 0096HCS1LAAESJZ-0530-1106, OFS AT-3BE27DT-096-CNFB, OR APPROVED EQUAL | FT. |  | 0 |  |  |  | /days
BRAND:
|  | 2851202552 | 60000 |  | CABLE, ADSS MEDIUM-SPAN, 144 FIBER, CORNING SOLO 144EN4-T4M01A20, PRYSMIAN 0144HCS1LAAESJZ-0676-1478, OFS AT-3BE27DT-144-CLGE, OR APPROVED EQUAL | FT. |  | 0 |  |  |  | /days
BRAND:
NOTES:
[5 empty] | TOTAL FOR CATEGORY 23: |  | 0
[5 empty] | CATEGORY 24 - BRACELESS FIBERGLASS CROSSARMS | [5 empty] | 28 Days
|  | 2857802640 | 5 |  | CROSSARM, 8' FIBERGLASS BRACELESS, TANGENT, LIGHT DUTY, GRAY, PUPI TB2000-96-032 OR APPROVED EQUAL | EA. |  | 0 |  |  |  | /days
BRAND:
|  | 2857802641 | 5 |  | CROSSARM, 10' FIBERGLASS BRACELESS, TANGENT, LIGHT DUTY, GRAY, PUPI TB2000-120-052 OR APPROVED EQUAL | EA. |  | 0 |  |  |  | /days
BRAND:
|  | 2857802642 | 10 |  | CROSSARM, 10' FIBERGLASS BRACELESS, TANGENT, MEDIUM DUTY, GRAY, PUPI TB2500-120-052 OR APPROVED EQUAL | EA. |  | 0 |  |  |  | /days
BRAND:
|  | 2857802643 | 20 |  | CROSSARM, 10' FIBERGLASS BRACELESS, TANGENT, HEAVY DUTY, GRAY, PUPI TB3000-120-052 OR APPROVED EQUAL | EA. |  | 0 |  |  |  | /days
BRAND:
|  | 2857802644 | 5 |  | CROSSARM, 8' FIBERGLASS BRACELESS, 3 DOUBLE-DEADEND, MEDIUM DUTY, GRAY, PUPI DA2500-96E3-B72 OR APPROVED EQUAL | EA. |  | 0 |  |  |  | /days
BRAND:
|  | 2857802645 | 3 |  | CROSSARM, 10' FIBERGLASS BRACELESS, 4 DOUBLE-DEADEND, MEDIUM DUTY, GRAY, PUPI DA2500-120E4-B92 OR APPROVED EQUAL | EA. |  | 0 |  |  |  | /days
BRAND:
|  | 2857802646 | 8 |  | CROSSARM, 10' FIBERGLASS BRACELESS, 3 DOUBLE-DEADEND, HEAVY DUTY, GRAY, PUPI DA3000-120E3-B92 OR APPROVED EQUAL | EA. |  | 0 |  |  |  | /days
BRAND:
|  | 2857802647 | 4 |  | CROSSARM, 10' FIBERGLASS BRACELESS, 4 DOUBLE-DEADEND, HEAVY DUTY, GRAY, PUPI DA3000-120E4-B92 OR APPROVED EQUAL | EA. |  | 0 |  |  |  | /days
|  | 2857802751 | 50 |  | CROSSARM, DEADEND BRACELESS WITH MOUNT 8 FT. | EA. |  | 0 |  |  |  | /days
PUPI #DA3000-96S2B7X2 OR APPROVED EQUAL
|  | 2857802750 | 50 |  | CROSSARM DEADEND BRACELESS WITH MOUNT | EA. |  | 0 |  |  |  | /days
10 FT. PUPI #DA3000-12S4B9X2 OR APPROVED EQUAL
|  | 2857802749 | 50 |  | CROSSARM, TANGENT BRACELESS WITH MOUNT 8FT. | EA. |  | 0 |  |  |  | /days
PUPI #TB3000-0-603 X 2 OR APPROVED EQUAL
|  | 2857802748 | 50 |  | CROSSARM, TANGENT BRACELESS WITH MOUNT | EA. |  | 0 |  |  |  | /days
10 FT, PUPI # TB3000-12005X2 OR APPROVED EQUAL
|  | 2857802746 | 50 |  | CROSSARM, TANGENT BRACELESS WITH MOUNT | EA. |  | 0 |  |  |  | /days
12 FT. PUPI # TB3000-14405X2 OR APPROVED EQUAL
BRAND:
[5 empty] | TOTAL FOR CATEGORY 24: |  | 0
CATEGORY 25 - DISTRIBUTION CAPACITOR
|  | 2858602614 | 1 |  | 100 KVAR, 7620V, DISTRIBUTION CAPACITOR | EA. | 5 | 5
[5 empty] | TOTAL FOR CATEGORY 25: | [6 empty] | /days
PLEASE SEE NEXT PAGE FOR RECAP OF
CATEGORY TOTALS
RECAP OF CATEGORY TOTALS
[5 empty] | TOTAL FOR CATEGORY 1 |  | 0
[5 empty] | TOTAL FOR CATEGORY 2 |  | 0
[5 empty] | TOTAL FOR CATEGORY 3 |  | 0
[5 empty] | TOTAL FOR CATEGORY 4 |  | 0
[5 empty] | TOTAL FOR CATEGORY 5 |  | 0
[5 empty] | TOTAL FOR CATEGORY 6 |  | 0
[5 empty] | TOTAL FOR CATEGORY 7 |  | 0
[5 empty] | TOTAL FOR CATEGORY 8A |  | 0
[5 empty] | TOTAL FOR CATEGORY 8B |  | 0
[5 empty] | TOTAL FOR CATEGORY 8C |  | 0
[5 empty] | TOTAL FOR CATEGORY 9 |  | 0
[5 empty] | TOTAL FOR CATEGORY 10A |  | 0
[5 empty] | TOTAL FOR CATEGORY 10B |  | 0
[5 empty] | TOTAL FOR CATEGORY 11 |  | 0
[5 empty] | TOTAL FOR CATEGORY 12 |  | 0
[5 empty] | TOTAL FOR CATEGORY 13 |  | 0
[5 empty] | TOTAL FOR CATEGORY 14 |  | 0
[5 empty] | TOTAL FOR CATEGORY 15A |  | 0
[5 empty] | TOTAL FOR CATEGORY 15B |  | 0
[5 empty] | TOTAL FOR CATEGORY 15C |  | 0
[5 empty] | TOTAL FOR CATEGORY 16 |  | 0
[5 empty] | TOTAL FOR CATEGORY 17A |  | 0
[5 empty] | TOTAL FOR CATEGORY 17B |  | 0
[5 empty] | TOTAL FOR CATEGORY 18 |  | 0
[5 empty] | TOTAL FOR CATEGORY 19A |  | 0
[5 empty] | TOTAL FOR CATEGORY 19B |  | 0
[5 empty] | TOTAL FOR CATEGORY 20 |  | 0
[5 empty] | TOTAL FOR CATEGORY 21 |  | 0
[5 empty] | TOTAL FOR CATEGORY 22 |  | 0
[5 empty] | TOTAL FOR CATEGORY 23 |  | 0
[5 empty] | TOTAL FOR CATEGORY 24 |  | 0
[5 empty] | TOTAL FOR CATEGORY 25 |  | 0

## Sheet2 (hidden)
2807502297 | 50 |  | ANCHOR, SCREW, 8 FOOT, 10 INCH HELIX, | EA. | 0 | /days
2807502323 | 25 |  | LEAD SECTION, TRIPLE HELIX 8"-10"-12", | EA. | 0 | /days
2807502324 | 25 |  | ADAPTER, TRIPLE EYE GUY (FOR TRIPLEX | EA. | 0 | /days
2807502325 | 25 |  | EXTENSION, 5 FOOT, FOR TRIPLE HELIX | EA. | 0 | /days
2850302004 | 185 |  | ARRESTER, DISTRIBUTION LIGHTNING 10 KV | EA. | 0 | /days
2850302005 | 20 |  | ARRESTER, LIGHTNING 3 KV MOV, JOSLYN | EA. | 0 | /days
2850302502 | 3 |  | ARRESTER, STATION CLASS, OHIO BRASS 311008-3011 OR EQUAL | EA. | 0 | /days
2851002128 | 50 |  | CLAMP, HOT LINE STIRRUP, ANDERSON | EA. | 0 | /days
2851002129 | 1000 |  | CLAMP, WEDGE SMALL, RELIABLE #7195FL | EA. | 0 | /days
2851002130 | 400 |  | CLAMP, WEDGE LARGE, RELIABLE #7197FL | EA. | 0 | /days
2851002131 | 325 |  | CLAMP, HOT LINE, SMALL, RELIABLE | EA. | 0 | /days
2851002132 | 50 |  | CLAMP, HOT LINE, LARGE, RELIABLE | EA. | 0 | /days
2851002136 | 50 |  | CLAMP, TRANSFORMER TANK GROUND | EA. | 0 | /days
2851002503 | 50 |  | CLAMP, ANCHOR ROD BONDING, HPS C2030148 OR EQUAL | EA. | 0 | /days
2851002504 | 50 |  | CLAMP, HOT LINE STIRRUP, SMALL, AHLS-022016-E OR EQUAL | EA. | 0 | /days
2851202534 | 20 |  | SUPPORT, ALUMINUM ADSS, 2-72 FIBERS, PLP 4450100 OR EQUAL | EA. | 0 | /days
2851202535 | 0 |  | SUPPORT, ALUMINUM ADSS, 73-96 FIBERS, PLP 450101 OR EQUAL | EA. | 0 | /days
2851202536 | 150 |  | SUPPORT, ALUMINUM ADSS, 97-144 FIBERS, PLP 4450104 OR EQUAL | EA. | 0 | /days
2851202537 | 10 |  | DEAD-END, LIMITED TENSION, ADSS, 2-72 FIBERS, PLP 2872004C1E1 OR EQUAL | EA. | 0 | /days
2851202538 | 0 |  | DEAD-END, LIMITED TENSION, ADSS, 73-96 FIBERS, PLP 2872006C1E1 OR EQUAL | EA. | 0 | /days
2851202539 | 40 |  | DEAD-END, LIMITED TENSION, ADSS, 97-144 FIBERS, PLP 2872010C1E1 OR EQUAL | EA. | 0 | /days
2851202540 | 10 |  | DEAD-END, MEDIUM TENSION, ADSS, 2-72 FIBERS, PLP 2872100C1E1 OR EQUAL | EA. | 0 | /days
2851202541 | 0 |  | DEAD-END, MEDIUM TENSION, ADSS, 73-96 FIBERS, PLP 2872102C1E1 OR EQUAL | EA. | 0 | /days
2851202542 | 40 |  | DEAD-END, MEDIUM TENSION, ADSS, 97-144 FIBERS, PLP 2872105C1E1 OR EQUAL | EA. | 0 | /days
2851202543 | 10 |  | DEAD-END, LIMITED TENSION, ADSS, 2-72 FIBERS, PLP 2872004B1C1E1 OR EQUAL | EA. | 0 | /days
2851202544 | 0 |  | DEAD-END, LIMITED TENSION, ADSS, 73-96 FIBERS, PLP 2872006B1C1E1 OR EQUAL | EA. | 0 | /days
2851202545 | 40 |  | DEAD-END, LIMITED TENSION, ADSS, 97-144 FIBERS, PLP 2872010B1C1E1 OR EQUAL | EA. | 0 | /days
2851202546 | 10 |  | DEAD-END, MEDIUM TENSION, ADSS, 2-72 FIBERS, PLP 2872100B1C1E1 OR EQUAL | EA. | 0 | /days
2851202547 | 0 |  | DEAD-END, MEDIUM TENSION, ADSS, 73-96 FIBERS, PLP 2872102B1C1E1 OR EQUAL | EA. | 0 | /days
2851202548 | 40 |  | DEAD-END, MEDIUM TENSION, ADSS, 97-144 FIBERS, PLP 2872105B1C1E1 OR EQUAL | EA. | 0 | /days
2851202549 | 5280 |  | CABLE, ADSS MEDIUM-SPAN, 24 FIBER, CORNING SOLO 024EN4-T4M01A20 OR EQUAL | FT. | 0 | /days
2851202550 | 0 |  | CABLE, ADSS MEDIUM-SPAN, 48 FIBER, CORNING SOLO 048EN4-T4M01A20 OR EQUAL | FT. | 0 | /days
2851202551 | 0 |  | CABLE, ADSS MEDIUM-SPAN, 96 FIBER, CORNING SOLO 096EN4-T4M01A20 OR EQUAL | FT. | 0 | /days
2851202552 | 26400 |  | CABLE, ADSS MEDIUM-SPAN, 144 FIBER, CORNING SOLO 144EN4-T4M01A20 OR EQUAL | FT. | 0 | /days
2851502337 | 3 |  | LUBRICANT, WIRE PULLING, IN FIVE GALLON | EA. | 0 | /days
2851902338 | 25 |  | COUPLING, 1" E-LOC PVC; CANTEX #EL-131; | EA. | 0 | /days
2851902339 | 25 |  | COUPLING, 2" E-LOC PVC; CANTEX #PTFEEL-200; | EA. | 0 | /days
2851902340 | 10 |  | COUPLING, 3" E-LOC PVC; CANTEX #EL-350 ; | EA. | 0 | /days
2851902343 | 20 |  | COUPLING, 2" SCH 40 PVC, CARLON #ME941J | EA. | 0 | /days
2851902344 | 20 |  | COUPLING, 3" SCH 40 PVC, CARLON #ME940L | EA. | 0 | /days
2851902345 | 15 |  | ELBOW, 2" SCH 40, 90 DEGREE PVC, CAR- | EA. | 0 | /days
2851902346 | 10 |  | ELBOW, 3" SCH 40, 90 DEGREE PVC, CAR- | EA. | 0 | /days
2851902349 | 30 |  | CONDUIT, 3/4" SCH 40 PVC, 10 FOOT JOINT, | EA. | 0 | /days
2851902350 | 30 |  | CONDUIT, 3" SCH 40 PVC, 10 FOOT JOINT, | EA. | 0 | /days
2851902352 | 1000 |  | 1" RED HDPE SCH 40, | FT. | 0 | /days
2851902353 | 25000 |  | 2" RED HDPE SCH 40, #P200SCH40; | FT. | 0 | /days
2851902354 | 4000 |  | 3" RED HDPE SCH 40, #P300SCH40 | FT. | 0 | /days
2851902435 | 25 |  | ELBOW, 3/4" SCH 40, 90 DEGREE PVC, | EA. | 0 | /days
2851902505 | 10 |  | CONDUIT, 1" SCH. 40 PVC, 10 FOOT JOINT, CARLON OR EQUAL | EA. | 0 | /days
2851902506 | 10 |  | CONDUIT, 2" SCH. 40 PVC, 10 FOOT JOINT, CARLON OR EQUAL | EA. | 0 | /days
2851902507 |  |  | CONDUIT, 3" RIGID GALVANIZED, 10 FOOT JOINT, THREADED WITH ONE COUPLER | EA. | 0 | /days
2851902508 | 5 |  | CONDUIT, 4" SCH. 40 PVC, 10 FOOT JOINT, CARLON OR EQUAL | EA. | 0 | /days
2851902509 | 1000 |  | 4" RED HDPE SCH 40, #P400SCH40 | FT. | 0 | /days
2852702052 | 1000 |  | PHOTO CELL, LAMPAS #6120AS1, FISHER-PIERCE | EA. | 0 | /days
2852702473 | 10 |  | PHOTO CELL, PHOTO CONTROL, 120V, | EA. | 0 | /days
2852802001 | 100 |  | CUT-OUT, 100 AMP, S&C 89021-R9BD OR CHANCE | EA. | 0 | /days
2852802002 | 50 |  | CUT-OUT, 100 AMP LOAD BREAK, ABB | EA. | 0 | /days
2852802003 | 5 |  | CUT-OUT, 200 AMP LOAD BREAK, ABB | EA. | 0 | /days
2853402066 | 100 |  | FUSE, BUSS, COOPER #W-15 OR APPROVED | EA. | 0 | /days
2853402067 | 50 |  | FUSE, BUSS, COOPER #W-30 OR APPROVED | EA. | 0 | /days
2853402069 | 100 |  | FUSE LINK, 5 AMP, S&C #64005, KEARNEY | EA. | 0 | /days
2853402070 | 300 |  | FUSE LINK, 10 AMP, S&C #64010 OR KEARNEY | EA. | 0 | /days
2853402071 | 200 |  | FUSE LINK, 15 AMP, S&C #64015, KEARNEY | EA. | 0 | /days
2853402072 | 200 |  | FUSE LINK, 25 AMP, S&C #64025 OR KEARNEY | EA. | 0 | /days
2853402073 | 100 |  | FUSE LINK, 30 AMP, S&C #64030 OR KEARNEY | EA. | 0 | /days
2853402074 | 150 |  | FUSE LINK, 40 AMP, S&C #64040 OR | EA. | 0 | /days
2853402075 | 200 |  | FUSE LINK, 50 AMP, S&C #64050 OR KEARNEY | EA. | 0 | /days
2853402076 | 150 |  | FUSE LINK, 65 AMP, S&C #64065, | EA. | 0 | /days
2853402078 | 50 |  | FUSE LINK, 80 AMP, S&C #64080 OR | EA. | 0 | /days
2853402079 | 50 |  | FUSE LINK, 100 AMP S&C #265100 OR | EA. | 0 | /days
2853402080 | 50 |  | FUSE LINK, 150 AMP, S&C #64150R1 OR | EA. | 0 | /days
2853402081 | 25 |  | FUSE LINK, 200 AMP, S&C #67252T OR | EA. | 0 | /days
2853402362 | 150 |  | FUSE, T.D. MIDGET, BUSSMAN, 10 AMP, | EA. | 0 | /days
2853402363 | 150 |  | FUSE, 20 AMP, BUSSMAN #KTK20 | EA. | 0 | /days
2853402364 | 100 |  | FUSE LINK, 1 AMP, S&C #64001; | EA. | 0 | /days
2853402365 | 100 |  | FUSE LINK, 2 AMP, S&C #64002; | EA. | 0 | /days
2853402366 | 150 |  | FUSE LINK, 3 AMP, S&C #64003; | EA. | 0 | /days
2853402367 | 20 |  | HOLDER, INLINE FUSE, GOULD #GEB-11-11 | EA. | 0 | /days
2854002133 | 175 |  | CLAMP, 5/8" GROUND ROD, BLACKBURN | EA. | 0 | /days
2854002319 | 100 |  | GROUND ROD, COPPERWELD, JOSLYN | EA. | 0 | /days
2855002051 | 300 |  | LAMP, 175 MV, PHILLIPS #H39KC-175/DX, | EA. | 0 | /days
2855002054 | 60 |  | LAMP, 150 WATT HPS, GE 45762, PHILLIPS | EA. | 0 | /days
2855002057 | 60 |  | LAMP, 400 WATT MV, SYLVANIA H33GL-400/DX, | EA. | 0 | /days
2855002058 | 50 |  | LAMP, 1000 WATT HPS, PHILLIPS C10000S52, | EA. | 0 | /days
2855002062 | 20 |  | LAMP, 1500 WATT, 130 VOLT, PS52 MOG, | EA. | 0 | /days
2855002370 | 400 |  | LAMP, 100 WATT ECO, SYLVANIA #67559-1, | EA. | 0 | /days
2855002457 | 20 |  | LAMP, 250 WATT HPS, W/BUILT-IN IGNITER, | EA. | 0 | /days
2855002465 | 200 |  | LAMP, 250 WATT ECO, SYLVANIA #67572-2 | EA. | 0 | /days
2855002466 | 50 |  | LAMP, 400 WATT ECO, SYLVANIA #67312-2, | EA. | 0 | /days
2855002472 | 25 |  | LAMP, 200 WATT METAL HALIDE, PULSE |  | 0 | /days
2857402008 | 150 |  | BOLT, 1/2 X 6 MACHINE, JOSLYN #J8706 OR | EA. | 0 | /days
2857402009 | 50 |  | BOLT, 1/2 X 10 MACHINE, JOSLYN #J8710, | EA. | 0 | /days
2857402010 | 100 |  | BOLT, 5/8 X 6 MACHINE, JOSLYN #J8806, | EA. | 0 | /days
2857402011 | 100 |  | BOLT, 5/8 X 8 MACHINE, JOSLYN #J8808, | EA. | 0 | /days
2857402012 | 150 |  | BOLT, 5/8 X 10 MACHINE, JOSLYN #J8810, | EA. | 0 | /days
2857402013 | 400 |  | BOLT, 5/8 X 12 MACHINE, JOSLYN #J8812, | EA. | 0 | /days
2857402014 | 150 |  | BOLT, 5/8 X 14 MACHINE, JOSLYN #J8814, | EA. | 0 | /days
2857402015 | 50 |  | BOLT, 5/8 X 16 MACHINE, JOSLYN #J8816, | EA. | 0 | /days
2857402016 | 50 |  | BOLT, 5/8 X 18 MACHINE, JOSLYN #J8818, | EA. | 0 | /days
2857402017 | 50 |  | BOLT, 5/8 X 20 MACHINE, JOSLYN #J8820, | EA. | 0 | /days
2857402019 | 25 |  | BOLT, 5/8 X 10 SINGLE UPSET, JOSLYN #J2344-1/2, | EA. | 0 | /days
2857402020 | 25 |  | BOLT, 5/8 X 12 SINGLE UPSET, JOSLYN #J2346-1/2, | EA. | 0 | /days
2857402021 | 400 |  | BOLT, 3/8 X 4-12 CARRIAGE, JOSLYN #J8634-1/2, | EA. | 0 | /days
2857402022 | 75 |  | BOLT, 5/8 X 18 D.A., JOSLYN #J8868, | EA. | 0 | /days
2857402023 | 200 |  | BOLT, 5/8 X 20 D.A., JOSLYN #J8870, | EA. | 0 | /days
2857402024 | 75 |  | BOLT, 5/8 X 22 D.A., JOSLYN #J8872, | EA. | 0 | /days
2857402025 | 50 |  | BOLT, 5/8 X 24 D.A., JOSLYN #J8874, | EA. | 0 | /days
2857402026 | 50 |  | BOLT, 5/8 X 26 D.A., JOSLYN #J8876, | EA. | 0 | /days
2857402027 | 25 |  | BOLT, 5/8 X 28 D.A., JOSLYN #J8877, | EA. | 0 | /days
2857402028 | 25 |  | BOLT, 5/8 X 30 D.A., JOSLYN #J8878, | EA. | 0 | /days
2857402029 | 25 |  | BOLT, 5/8 X 32 D.A., JOSLYN #J8879, CHANCE #8879, | EA. | 0 | /days
2857402030 | 25 |  | BOLT, 5/8 X 36 D.A., JOSLYN #J8881, | EA. | 0 | /days
2857402031 | 50 |  | BOLT, 5/8 X 10 OVAL EYE, JOSLYN #J9410 | EA. | 0 | /days
2857402032 | 100 |  | BOLT, 5/8 X 12 OVAL EYE, JOSLYN #J9412 | EA. | 0 | /days
2857402033 | 25 |  | BOLT, 5/8 X 14 OVAL EYE, JOSLYN #J9414, | EA. | 0 | /days
2857402140 | 300 |  | DEAD END, ALUMINUM, SMALL, ANDERSON | EA. | 0 | /days
2857402142 | 100 |  | DEAD END, ALUMINUM, LARGE, ANDERSON | EA. | 0 | /days
2857402143 | 50 |  | DEAD END, COPPER 8 SOL. | EA | 0 | /days
2857402145 | 50 |  | DEAD END, COPPER 6 SOL. OR 8 STR. | EA | 0 | /days
2857402147 | 50 |  | DEAD END, COPPER 4 SOL. OR 6 STR. | EA | 0 | /days
2857402149 | 50 |  | DEAD END, COPPER 2-3 SOL. OR 3 & 4 STR., | EA | 0 | /days
2857402152 | 50 |  | DEAD END, COPPER 1 SOL. OR 2 STR., | EA | 0 | /days
2857402153 | 50 |  | DEAD END, COPPER 2/0 SOL. OR 1/0 STR., | EA | 0 | /days
2857402155 | 50 |  | DEAD END, COPPER 3/0 SOL. OR 2/0 STR., | EA | 0 | /days
2857402158 | 50 |  | DEAD END, COPPER 4/0 STR. ONLY, | EA | 0 | /days
2857402186 | 25 |  | SPLICE, 3/8" GUY WIRE, RELIABLE #5002, | EA. | 0 | /days
2857402187 | 25 |  | SPLICE, #8 SOL., COPPER AUTO, RELIABLE | EA. | 0 | /days
2857402188 | 100 |  | SPLICE, #6 SOL., COPPER AUTO, RELIABLE | EA. | 0 | /days
2857402189 | 50 |  | SPLICE, #4 SOL., COPPER AUTO, RELIABLE | EA. | 0 | /days
2857402190 | 50 |  | SPLICE, #2 SOL., COPPER AUTO, RELIABLE # 21, | EA. | 0 | /days
2857402191 | 50 |  | SPLICE, #2 STR., COPPER STRAIGHT-THRU, | EA. | 0 | /days
2857402196 | 50 |  | SPLICE, 4/0 COPPER STRAIGHT-THRU, | EA. | 0 | /days
2857402198 | 100 |  | SPLICE, #2 ACSR, ALUMINUM AUTO, RELI- | EA. | 0 | /days
2857402199 | 50 |  | SPLICE, 4/0, ALUMINUM AUTO, RELIABLE | EA. | 0 | /days
2857402203 | 50 |  | SPLICE, 4/0 AUTO, RELIABLE #AL55407 OR | EA. | 0 | /days
2857402208 | 25 |  | SPLICE, 477 MCM, ALUMINUM, BLACKBURN #AL55477 | EA. | 0 | /days
2857402213 | 100 |  | HELIGRIP, HELICAL BRAND, GALVANIZED | EA. | 0 | /days
2857402215 | 50 |  | CONNECTOR, COPPER, SPLIT BOLT, 8 STR. - | EA. | 0 | /days
2857402216 | 200 |  | CONNECTOR, COPPER, SPLIT BOLT, 6 SOL. - | EA. | 0 | /days
2857402217 | 100 |  | CONNECTOR, COPPER, SPLIT BOLT, 4 SOL. - | EA. | 0 | /days
2857402218 | 200 |  | CONNECTOR, COPPER, SPLIT BOLT, 2 STR. - | EA. | 0 | /days
2857402219 | 50 |  | CONNECTOR, COPPER, SPLIT BOLT, 250 | EA. | 0 | /days
2857402220 | 25 |  | CONNECTOR, COPPER, SPLIT BOLT, 2/0 STR. - 2 SOL., | EA. | 0 | /days
2857402221 | 25 |  | CONNECTOR, COPPER, SPLIT BOLT, 1/0 STR. - 4 SOL., | EA. | 0 | /days
2857402222 | 50 |  | CONNECTOR, COPPER TWO-BOLT, 350 KCMIL - 4/0 | EA. | 0 | /days
2857402223 | 25 |  | CONNECTOR, COPPER TWO-BOLT, 500 KCMIL - 350 | EA. | 0 | /days
2857402224 | 25 |  | CONNECTOR, COPPER, TWO-BOLT, 800 KCMIL - 600 | EA. | 0 | /days
2857402225 | 50 |  | CONNECTOR, BRONZE, SINGLE TAP LUG, | EA. | 0 | /days
2857402226 | 50 |  | CONNECTOR, BRONZE, SINGLE TAP LUG, | EA. | 0 | /days
2857402227 | 50 |  | CONNECTOR, BRONZE, SINGLE TAP LUG, | EA. | 0 | /days
2857402229 | 50 |  | SQUEEZON, ALUMINUM, BURNDY #YHN-550, | EA. | 0 | /days
2857402230 | 100 |  | SQUEEZON, ALUMINUM, BURNDY #YHN-500, | EA. | 0 | /days
2857402231 | 50 |  | SQUEEZON, ALUMINUM, BURNDY #YHN-450, | EA. | 0 | /days
2857402232 | 50 |  | SQUEEZON, ALUMINUM, BURNDY #YHD-400, | EA. | 0 | /days
2857402233 | 150 |  | SQUEEZON, ALUMINUM, BURNDY #YHD-350, | EA. | 0 | /days
2857402234 | 200 |  | SQUEEZON, ALUMINUM, BURNDY #YHD-300 | EA. | 0 | /days
2857402235 | 100 |  | SQUEEZON, ALUMINUM, BURNDY #YHD-250, | EA. | 0 | /days
2857402236 | 250 |  | SQUEEZON, ALUMINUM, BURNDY #YHD-200, | EA. | 0 | /days
2857402237 | 1000 |  | SQUEEZON, ALUMINUM, BURNDY #YHO-100, | EA. | 0 | /days
2857402238 | 3500 |  | SQUEEZON, ALUMINUM, BURNDY #YHO-150, | EA. | 0 | /days
2857402239 | 175 |  | SQUEEZON, ALUMINUM, KEARNEY #489-82, | EA. | 0 | /days
2857402244 | 500 |  | SQUEEZON, COPPER, 6 SOL. - 6 STR., PENN | EA. | 0 | /days
2857402248 |  |  | TERMINAL PAD, 477 AAC | EA. | 0 | /days
2857402248 | 30 |  | TERMINAL PAD, 2 HOLE, 477 MCM, HOMAC AL500N OR EQUAL | EA. | 0 | /days
2857402296 | 50 |  | SHACKLE, ANCHOR, JOSLYN #J-2742, | EA. | 0 | /days
2857402298 | 50 |  | WIREHOLDER (HOUSE KNOB), JOSLYN #J089, | EA. | 0 | /days
2857402299 | 300 |  | INSULATOR, PIN-TYPE, MC GRAW-EDISON | EA. | 0 | /days
2857402300 | 200 |  | INSULATOR, DEAD-END, 15 KV POLYMER, | EA. | 0 | /days
2857402301 | 20 |  | INSULATOR, FIBERGLASS, GUY STRAIN 18", | EA. | 0 | /days
2857402302 | 20 |  | INSULATOR, FIBERGLASS, GUY STRAIN 36", | EA. | 0 | /days
2857402304 | 25 |  | INSULATOR, SPOOL, GRAY, JOSLYN #J101, | EA. | 0 | /days
2857402305 | 25 |  | LINK, 20" EXTENSION, JOSLYN #J-6659 | EA. | 0 | /days
2857402306 | 25 |  | LINK, 14" EXTENSION, JOSLYN #J-6658, | EA. | 0 | /days
2857402308 | 10 |  | CLUSTER MOUNT, SMALL, JOSLYN #J-6865, | EA. | 0 | /days
2857402309 | 5 |  | CLUSTER MOUNT, LARGE, JOSLYN #J-6866 | EA. | 0 | /days
2857402310 | 100 |  | NUT, OVAL EYE, JOSLYN #J-1092, COOPER #DG2E3, | EA. | 0 | /days
2857402311 | 25 |  | NUT, THIMBLE EYE, JOSLYN #J-6510, | EA. | 0 | /days
2857402314 | 100 |  | PIN, POLE TOP, JOSLYN #J-740, COOPER #DP19P6, | EA. | 0 | /days
2857402316 | 50 |  | PIN, ADAPTER, JOSLYN #J-2840, COOPER DP1A1, | EA. | 0 | /days
2857402320 | 200 |  | SCREW, DRIVE POINT LAG, JOSLYN #J8754P | EA. | 0 | /days
2857402321 | 1000 |  | WASHER, ROUND, JOSLYN #J-1086, COOPER #DF1W2, | EA. | 0 | /days
2857402322 | 1000 |  | WASHER, SQUARE, JOSLYN #J-1076, | EA. | 0 | /days
2857402327 | 500 |  | SNAP COVER, MEDIUM BURNDY #CCD, HOMAC CD40B, OR APPROVED EQUAL | EA. | 0 | /days
2857402330 | 50 |  | STAPLE, GALVANIZED FENCE, 50 POUNDS | LB. | 0 | /days
2857402383 | 100 |  | DEAD END, #2 ACSR 2 AND 1 STR., RELIABLE # 7654LD, | EA. | 0 | /days
2857402387 | 25 |  | LINK, 24" EXTENSION, HUGHES BROTHERS | EA. | 0 | /days
2857402448 | 1 |  | ENCLOSURE, JUNCTION, 15 KV, INSTALLED, | EA. | 0 | /days
2857402449 | 1 |  | JUNCTION, 3 PHASE, PADMOUNT, MAY- | EA. | 0 | /days
2857402450 | 50 |  | PEDESTAL, SECONDARY, NORDIC #PRMC-190C, | EA. | 0 | /days
2857402471 | 50 |  | GUY ATTACHMENT; CHANCE #GEP5 | EA. | 0 | /days
2857402510 | 12 |  | INSULATOR, PIN TYPE, 23KV, VICTOR 11R OR EQUAL | EA. | 0 | /days
2857402511 | 500 | EA. | SNAP COVER, SMALL, HOMAC CO20B OR EQUAL | EA. | 0 | /days
2857402512 | 100 |  | SNAP COVER, LARGE, HOMAC CN600B OR EQUAL | EA. | 0 | /days
2857402513 | 500 |  | SPLICE, SECONDARY COMPRESSION, #6 ACSR, HOMAC SNG 66 OR EQUAL | EA. | 0 | /days
2857402514 | 500 |  | SPLICE, SECONDARY COMPRESSION, #2 ACSR, HOMAC SNG 22 OR EQUAL | EA. | 0 | /days
2857402515 | 500 |  | SPLICE, SECONDARY COMPRESSION, 1/0 ACSR, HOMAC SNG 00 OR EQUAL | EA. | 0 | /days
2857402516 | 100 |  | SPLICE, SECONDARY COMPRESSION, 4/0 ACSR, HPS PTR40 OR EQUAL | EA. | 0 | /days
2857402517 | 100 |  | SPLICE, SECONDARY COMPRESSION, 336 ACSR, HPS PTR336 OR EQUAL | EA. | 0 | /days
2857402518 | 500 |  | SPLICE, INSULATED SECONDARY COMPRESSION, #6 ACSR, HOMAC U66BB OR EQUAL | EA. | 0 | /days
2857402519 | 500 |  | SPLICE, INSULATED SECONDARY COMPRESSION, #2 ACSR, HOMAC U22RR OR EQUAL | EA. | 0 | /days
2857402520 | 500 |  | SPLICE, INSULATED SECONDARY COMPRESSION, 1/0 ACSR, HOMAC U1010YY OR EQUAL | EA. | 0 | /days
2857402521 | 100 |  | SPLICE, INSULATED SECONDARY COMPRESSION, 4/0 ACSR, HOMAC X1N4040 OR EQUAL | EA. | 0 | /days
2857602047 | 300 |  | HEAD, 100 WATT HPS, A.E. #11-57010-OQ | EA. | 0 | /days
2857602048 | 150 |  | SHADE, ACRYLIC FOR 100 WATT HPS HEAD, | EA. | 0 | /days
2857602049 | 50 |  | ARM, ALUMINUM, 6 FOOT, FOR 175 MV, | EA. | 0 | /days
2857602050 | 50 |  | ARM, ALUMINUM, 30 INCH, FOR 175 MV, | EA. | 0 | /days
2857602053 | 40 |  | FIXTURE, 250 WATT HPS, 120 VOLT, "HORI- | EA. | 0 | /days
2857602388 | 10 |  | FIXTURE, 250 WATT HPS, 480 VOLT, "HORIZONTAL | EA. | 0 | /days
2857602389 | 10 |  | FIXTURE, 400 WATT HPS, FLOOD, HEAD AND LAMP | EA. | 0 | /days
2857602390 | 5 |  | FIXTURE, 400 WATT HPS/480V/BLP, | EA. | 0 | /days
2857602479 | 35 |  | VERTICAL LUMINAIRE, BLACK, COLONIAL | EA. | 0 | /days
2857802041 | 200 |  | CROSSARM, 8 FOOT, 4-PIN OR 6-PIN, | EA. | 0 | /days
2857802042 | 100 |  | CROSSARM, 10 FOOT, 6-PIN, | EA. | 0 | /days
2857802043 | 30 |  | BRACE, WOOD CROSSARM (LG), COOPER #DT-60, | PR. | 0 | /days
2857802044 | 50 |  | BRACE, WOOD CROSSARM (SM), JOSLYN #J5526 | PR. | 0 | /days
2857802045 | 20 |  | BRACKET, FIBERGLASS STAND-OFF, CONTINENTAL | EA. | 0 | /days
2857802046 | 100 |  | PIN, CROSSARM, JOSLYN #J203-A, COOPER | EA. | 0 | /days
2857802317 | 20 |  | PLATE, POLE, MACLEAN J1501 OR EQUAL | EA. | 0 | /days
2857802333 | 3 |  | SWITCH, GANG OPERATED, OMNI-RUPTER 900A, | EA. | 0 | /days
2857802394 | 10 |  | BRACKET, POLE, 2" X 18" FOR 400 WATT HPS | EA. | 0 | /days
2857802395 | 5 |  | BASE, BREAK AWAY FOR I-49 POLE, UNION | EA. | 0 | /days
2857802396 | 5 |  | ARM, 15 FOOT FOR I-49 POLE, UNION METAL | EA. | 0 | /days
2857802458 | 10 |  | BRACKET, RISER, STAND OFF; JOSLYN | EA. | 0 | /days
2857802462 | 5 |  | BASE, BREAK AWAY, FOR MAC ARTHUR | EA. | 0 | /days
2857802474 | 50 |  | BRACKET, FIBERGLASS CUTOUT, 18" WITH | EA. | 0 | /days
2857802522 | 5 |  | BRACE, ALLEY ARM, MACLEAN J1525 OR EQUAL | EA. | 0 | /days
2857802523 | 2 |  | BRACKET, DISCONNECT SWITCH MOUNTING, ALUMA-FORM R3CSA-48 OR EQUAL | EA. | 0 | /days
2857802524 | 2 |  | BRACKET, POTHEAD/ARRESTER MOUNTING, ALUMA-FORM R3A-3FMP OR EQUAL | EA. | 0 | /days
2857802525 | 25 |  | CLEVIS, THIMBLE, MACLEAN CT-88H OR EQUAL | EA. | 0 | /days
2857802526 | 12 |  | PIN, CROSSARM, 23KV, MACLEAN J206Z OR EQUAL | EA. | 0 | /days
2857802527 | 20 |  | PLATE, POLE EYE, MACLEAN EPR-66S-7 OR EQUAL | EA. | 0 | /days
2857802528 | 20 |  | CLAMP, END FITTING, MACLEAN J1502 OR EQUAL | EA. | 0 | /days
2857902006 | 10 |  | SWITCH, DISCONNECT 600 AMP, S&C | EA. | 0 | /days
2858202087 | 10 |  | CAP, GROUND PROTECTIVE, RTE #160 DR, | EA. | 0 | /days
2858202088 | 25 |  | ASSEMBLY, FUSE HOLDER, IDEAL #65U | EA. | 0 | /days
2858202090 | 30 |  | ARRESTER, ELBOW, 10 KV M.O.V.E., COOPER | EA. | 0 | /days
2858202091 | 15 |  | ELBOW, LOADBREAK, JOSLYN #JT2BE2BLA, | EA. | 0 | /days
2858202092 | 30 |  | TERMINATOR, JOSLYN #JPT1SJ1, | EA. | 0 | /days
2858202093 | 20 |  | INSERT, FEED-THRU, RTE #2637345A01M, | EA. | 0 | /days
2858202094 | 10 |  | SPLICE, QUICK, 3M #5411-C1-21 | EA. | 0 | /days
2858202096 | 10 |  | CONE, STRESS RELIEF, JOSLYN #J9275-5, | EA. | 0 | /days
2858202097 | 50 |  | INSERT, BUSHING WELL, RTE #2604797B01M, | EA. | 0 | /days
2858202098 | 30 |  | BUSHING, INSULATED PARKING, JOSLYN | EA. | 0 | /days
2858202455 | 25 |  | INSERT, FEED-THRU, PARKING BUSHING, | EA. | 0 | /days
2858202476 | 75 |  | ELBOW, LOADBREAK, ELASTIMOLD (HUBBELL) | EA. | 0 | /days
2858302161 | 10 |  | POLE, LIGHT, DIRECT BURIAL, FIBERGLASS | EA. | 0 | /days
2858302162 | 10 |  | ARM, 6 FOOT FOR FIBERGLASS POLE, | EA. | 0 | /days
2858302400 | 10 |  | POLE, I-49, 11 GAUGE, 9.90' X 5.24' X 33.3', | EA. | 0 | /days
2858302454 | 10 |  | POLE, ALUMINUM, SATIN FINISH, FOR | EA. | 0 | /days
2858302467 | 10 |  | POLE, FIBERGLASS, 25 FOOT WITH BASE, | EA. | 0 | /days
2858302478 | 35 |  | STREET LIGHT POLE, TENON TOP, 14.5' | EA. | 0 | /days
2858702401 | 10 |  | BRACKET, MOUNTING CABLE, O.D. RANGE | EA. | 0 | /days
2858702402 | 10 |  | BRACKET, MOUNTING CABLE, O.D. RANGE | EA. | 0 | /days
2858702403 | 5 |  | JUNCTION, 3 POINT, 15KV | EA. | 0 | /days
2858702404 | 100 |  | SPADES, SECONDARY CMC/ESP, UTILITY PRODUCTS | EA. | 0 | /days
2858702405 | 10 |  | KIT, CABLE SEALING, COLD SHRINK, 3M | EA. | 0 | /days
2858702407 | 30 |  | KIT, QUICK TERMINATOR, 15 KV, 3M #5641-2, | EA. | 0 | /days
2858702407 | 30 |  | KIT, QUICK TERMINATOR, 15 KV, 3M #5641-1/0, | EA. | 0 | /days
2858702413 | 50 |  | PAD, TRANSFORMER, GREEN, PENCELL | EA. | 0 | /days
2858702417 | 100 |  | CONNECTOR, PEDESTAL, PLP #PED4-350, | EA. | 0 | /days
2858702419 | 20 |  | SPLICE, UNDERGROUND, UTILICO #USPA-350-SS, | EA. | 0 | /days
2858702425 | 10 |  | BUSHING, 2" O.Z., (CUT OUT 1.111 DIAMETER | EA. | 0 | /days
2858702426 | 5 |  | BUSHING, 4" O.Z., (CUT OUT 1.111 DIAMETER | EA. | 0 | /days
2858702468 | 1 |  | PAD, FIBERGLASS GROUND SLEEVE, UNDER- | EA. | 0 | /days
2858702469 | 1 |  | ENCLOSURE, SINGLE-PHASE, 15 KV, 3-PT | EA. | 0 | /days
2858702470 | 50 |  | ARRESTER, 10 KV, RISER POLE SURGE LIGHTNING, | EA. | 0 | /days
2858702529 | 5 |  | JUNCTION, 4 POINT, 15KV W/ "U" STRAPS, ELASTIMOLD 164J4-5 | EA. | 0 | /days
2858702530 | 6 |  | KIT, QUICK TERMINATOR, 15KV, 3M 7655-S-HSG-4 OR EQUAL | EA. | 0 | /days
2858702531 | 12 |  | PAD, SPLIT, TRANSFORMER, GREEN, PEN-CELL #TP 4727-R OR EQUAL | EA. | 0 | /days
2859902326 | 20 |  | AIRSEAL, 4" X 1/8" X 10", KEARNEY #18415-3 | EA. | 0 | /days
2859902328 | 50 |  | GUARD, GUY, YELLOW, 8 FOOT, ELECTRICAL | EA. | 0 | /days
2859902329 | 50 |  | GUARD, PREDATOR (BIRD/SQUIRREL), GREY, | EA. | 0 | /days
2859902331 | 10 |  | KIT, BALLAST REPAIR, 480 VOLT, 400 WATT | EA. | 0 | /days
2859902532 | 100 |  | COVER, INSUALTING, SECONDARY CONNECTOR, HOMAC BB-10 | EA. | 0 | /days
2859902533 | 10 |  | HARDWARE CLOTH, 1/2X1/2X4'X100' | ROLL | 0 | /days
N/A | 30 |  | INSULATOR, FIBERGLASS, GUY STRAIN 54", | EA. | 0 | /days
N/A | 50 |  | INSULATOR, POLYMER PIN-TYPE | EA. | 0 | /days
N/A | 5 |  | PAD, TRANSFROMER, GRAY, PRE-CAST CONCRETE | EA. | 0 | /days
N/A | 50 |  | SPADES, SECONDARY (LARGE) | EA. | 0 | /days
N/A | 150 |  | FUSE LINK, 8 AMP, S&C #64008; | EA. | 0 | /days
N/A | 150 |  | FUSE LINK, 12 AMP, S&C #64012; | EA. | 0 | /days
N/A | 108 |  | MARKING PAINT, FLOURESCENT RED | EA. | 0 | /days
N/A | 108 |  | CABLE CLEANER, DEGREASER | EA. | 0 | /days
N/A | 25 |  | POLECRETE STABILIZER, 1 GAL. KIT | EA. | 0 | /days
N/A | 25 |  | POLECRETE STABILIZER, 3 GAL. KIT | EA. | 0 | /days