{"text_format":"1","workbook":"xlsx","n_sheets":5,"sheets":["PWS Records (System Entry)","PWS SL Inventory (System Entry)","Permitted Values","SLs To Be Replaced (Auto Calc)","SL Summary (Auto Calc)"],"not_rendered":{"charts":0,"images":0,"macros":1,"external_links":0,"defined_names":1,"comments":0,"pivot_tables":0},"unopened":[],"bounds":{"document_bytes":16777216,"sheet_cells":100000,"rows_first":2000,"rows_last":500,"rows_between":2000,"halvings":0,"cell_chars":16384,"cell_head_chars":4096},"cells_cut":0,"cells_raw":0,"read":"whole","date_system":"1900"}

{"sheet":"PWS Records (System Entry)","index":0,"n_rows":67,"n_cols":6,"rows_kept":67,"cut":false,"hidden":false,"merged":[[26,1,26,4],[25,1,25,4],[14,3,14,4],[15,3,15,4],[16,3,16,4],[18,1,18,4],[19,1,19,4],[24,1,24,4],[15,1,15,2],[16,1,16,2],[20,1,20,2],[21,1,21,2],[22,1,22,2],[23,1,23,2],[38,1,38,4],[39,1,39,4],[40,1,40,4],[41,1,41,4],[33,1,33,2],[34,1,34,2],[35,1,35,2],[36,1,36,2],[37,1,37,2],[28,1,28,4],[29,1,29,4],[30,1,30,4],[31,1,31,4],[32,1,32,4],[47,1,47,2],[48,1,48,2],[49,1,49,2],[50,1,50,2],[45,1,45,5],[46,1,46,2],[46,3,46,4],[47,3,47,4],[48,3,48,4],[49,3,49,4],[57,1,57,4],[50,3,50,4],[51,1,51,4],[53,1,53,5],[54,1,54,5],[56,1,56,4],[1,1,1,2],[11,1,11,2],[12,1,12,2],[13,1,13,2],[14,1,14,2],[6,1,8,1],[2,1,2,2],[3,1,3,2],[4,1,4,2],[5,1,5,2],[10,1,10,4],[11,3,11,4],[12,3,12,4],[13,3,13,4],[65,1,65,4],[66,1,66,4],[58,1,58,2],[59,1,59,2],[60,1,60,2],[61,1,61,2],[62,1,62,2],[63,1,63,4],[64,1,64,4]]}
[]
[null,"Public Water Supply (PWS) & Inventory Information"]
[null,"PWS Name:",null,"City of Alexandria Water System"]
[null,"PWSID:",null,"LA1079001"]
[null,"Enter Date Planned to Report to LDH:",null,"2024-10-14"]
[null,"Is this the Initial Inventory or an Inventory Update?",null,"Initial inventory"]
[null,"PWS's Preferred Point of Contact","Name:","Barrett Dezendorf"]
[null,null,"Phone:","(318) 441-6215"]
[null,null,"Email Address:","barrett.dezendorf@cityofalex.com"]
[]
[null,"Part 1: Historical Records Review "]
[null,"Type of Record",null,"Describe the Records Reviewed for Your Inventory"]
[null,"1. Previous Materials Evaluation\nExample: Locations of Tier 1 lead tap sampling locations that are served by a lead service line.",null,"N/A"]
[null,"2. Construction Records, Ordinances,  and Plumbing Codes\nExamples: Codes, Ordinances or rules of services that prohibited lead piping, permits for installing or replacing service lines.",null,"Plans and record drawings of various system expansions and records of dates that some services were established."]
[null,"3. Water System Records\nExamples: Capital improvement plans. Standard operating procedures. Engineering standards.",null,"Plans and record drawings of various system expansions and detail drawings calling for polyethylene service tubing on the system side."]
[null,"4. Distribution System Inspections and Records\nExamples: Distribution system maps. Tap cards. Service line repair/replacement records. Inspection records. Meter installation records. ",null,"Field records by city personnel."]
[null,"5. Other Records",null,"Determination of year constructed from tax assessor and other publically available records."]
[]
[null,"Part 2: Identifying Service Line Material During Normal Operations"]
[null,"1. During which normal operating activities are you collecting information on service line material? Check all that apply. "]
[null,"          Water meter reading",null,"          Water main repair or replacement"]
[null,"          Water meter repair or replacement",null,"          Backflow prevention device inspection"]
[null,"          Service line repair or replacement",null,"          Other"]
[]
[null,"If \"Other\", please explain:"]
[]
[null,"2. Did you develop a policy or standard operating procedure to collect service line materials during routine activities?"]
[null,"           Yes","             No"]
[null,"    If \"Yes\", please describe:"]
[null,"City operators make notes of service line materials during routine activities."]
[]
[null,"Part 3:  Service Line Investigations"]
[null,"1. Identify the service line investigation methods your system used to prepare the inventory (check all that apply). If a water system chooses an investigation method not specified by the state under 40 CFR §141.84(a)(3)(iv), state approval is required. Note that investigations are not required by the LCRR but can be used by systems to assess accuracy of historical records and gather information when service line material is unknown. "]
[null,"          Visual Inspection",null,"          Predictive Modeling"]
[null,"          Customer Self-Identification",null,"          Statistical Analysis"]
[null,"          Mechanical Excavation",null,"          Other"]
[null,"          Vacuum Excavation"]
[]
[null,"If \"Other\", please explain:"]
[]
[null,"2. If the system utilized Predictive Modeling or Statistical Analysis, please briefly describe the process below:"]
[null,"The City intends to utilize statistical modeling in the future, but those results are not included in this initial inventory."]
[]
[]
[null,"Part 4.  Inventory Summary Table 1 "]
[null,"When you are using the Service Line Information worksheet, the classifications in the Column \"Material Classification for the Entire Service Line\" (Column M) will be used to calculate the total number of service lines for each of the four material classifications below. "]
[null,"Service Line Material Classification",null,"Definition",null,"Total Number of Service Lines\n(REQUIRED to be reported under the LCRR)"]
[null,"Lead",null,"Any portion of the service line is known to be made of lead.2",null,{"$f":"COUNTIF('PWS SL Inventory (System Entry)'!U:U,\"Lead\")","v":0}]
[null,"Galvanized Requiring Replacement (GRR)",null,"The service line is not made of lead, but a portion is galvanized and the system is unable to demonstrate that the galvanized line was never downstream of a lead service line.",null,{"$f":"COUNTIF('PWS SL Inventory (System Entry)'!U:U,\"Galvanized Requiring Replacement\")","v":0}]
[null,"Non-Lead",null,"All portions of the service line are known NOT to be lead or GRR through an evidence-based record, method, or technique.",null,{"$f":"COUNTIF('PWS SL Inventory (System Entry)'!U:U,\"Non-Lead\")","v":5005}]
[null,"Lead Status Unknown",null,"The service line material is not known to be lead or GRR. For the entire service line or a portion of it (in cases of split ownership), there is not enough evidence to support material classification.",null,{"$f":"COUNTIF('PWS SL Inventory (System Entry)'!U:U,\"Lead Status Unknown\")","v":16821}]
[null,"TOTAL",null,null,null,{"$f":"SUM(F48:F51)","v":21826}]
[null,"Notes"]
[null,"1 This summary table is for reporting material for the entire service line connecting the water main to the customer's plumbing. Remember that systems must track the system-owned and customer-owned portions separately in their inventory."]
[null,"2 A lead-lined galvanized service line is consistent with the definition of an LSL under the LCRR (“a portion of pipe that is made of lead, which connects the water main to the building inlet”) (40 CFR §141.2) and must therefore be classified in the inventory as an LSL. Do NOT, however, count non-lead service lines with a lead gooseneck or pigtail as lead service lines."]
[]
[null,"Part 5. Public Accessibility"]
[null,"How are you making your inventory publicly accessible? Check all that apply. Remember that if your system serves > 50,000 people, you must provide the inventory online."]
[null,"          Interactive online map",null,"          Printed tabular data"]
[null,"          Static online map",null,"          Information on water utility mailings or newsletter"]
[null,"          Online spreadsheet",null,"          Hard copy information available in water system office"]
[null,"          Printed service line map",null,"          Other"]
[]
[null,"If \"Other\", please describe:"]
[]
[null,"If the inventory is available online (i.e., system’s website, etc.), provide a link to the website below:"]
[null,"https://www.cityofalexandriala.com/water-distribution-production"]

{"sheet":"PWS SL Inventory (System Entry)","index":1,"n_rows":50000,"n_cols":22,"rows_kept":4500,"cut":true,"hidden":false,"merged":[[0,0,0,1],[0,2,0,9],[0,10,0,15],[0,16,0,19]],"bounds":{"rows_first":2000,"rows_last":500,"rows_between":2000,"halvings":0}}
["System Info",null,"Location Information",null,null,null,null,null,null,null,"System-Owned Portion",null,null,null,null,null,"Customer-Owned Portion",null,null,null,"Entire Service Line"]
["PWSID\n(Autofill)","System Name\n(Autofill)","Street Address","City","State","Zip","Unique Service Line ID","Latitude \n(Recommended)","Longitude (Recommended)","Additional Location Identifier (e.g., subdivision, \nbuilding number, building name, etc.)","System-Owned Service Line Material","Basis of Material Classification \n(System)","Was Service Line Material\nEver Previously Lead?","Service Line Connector (i.e., Short connector used to connect service line to main. Under the proposed EPA LCRI, connector materials will likely be a required inventory element. Including now will reduce future burden.)","Service Line Installation Date\n(System)","Comments \n(System-Owned Portion)","Customer-Owned Service Line Material","Basis of Material Classification\n(Customer)","Service Line Installation Date\n(Customer)","Comments  \n(Customer-Owned Portion)","Material Classification for the Entire Service Line\n(Autofill)","Additional Comments"]
[{"$f":"IF(AND(ISBLANK(INDEX($G:$G,)), ISBLANK(INDEX($C:$C,))), \"\", 'PWS Records (System Entry)'!$D$4)","v":"LA1079001"},{"$f":"IF(AND(ISBLANK(INDEX($G:$G,)), ISBLANK(INDEX($C:$C,))), \"\", 'PWS Records (System Entry)'!$D$3)","v":"City of Alexandria Water System"},"1204 MARTHA LN","ALEXANDRIA","LA",71303,10714210,31.323875399999999,-92.473027299999998,null,"Non-Lead - Plastic","Installation Record (for example, tap card)","Don't Know",null,null,null,"Unknown","Not Applicable",null,null,{"$f":"IF(AND(INDEX($K:$K,)=\"\", INDEX($L:$L,)=\"\", INDEX($M:$M,)=\"\", INDEX($Q:$Q,)=\"\", INDEX($R:$R,)=\"\"), \"\", IF(OR(INDEX($K:$K,)=\"Lead\",INDEX($Q:$Q,)=\"Lead\"),\"Lead\",IF(OR(AND(OR(INDEX($M:$M,)=\"Yes\", INDEX($M:$M,)=\"Don't Know\", INDEX($M:$M,)=\"\"), INDEX($Q:$Q,)=\"Galvanized Iron/Steel\"), AND(INDEX($K:$K,)=\"Unknown\", INDEX($M:$M,)=\"No\", INDEX($Q:$Q,)=\"Galvanized Iron/Steel\")), \"Galvanized Requiring Replacement\", IF(OR(AND(OR(INDEX($K:$K,)=\"Galvanized Iron/Steel\", INDEX($K:$K,)=\"Non-Lead - Copper\", INDEX($K:$K,)=\"Non-Lead - Plastic\", INDEX($K:$K,)=\"Non-Lead - Other\", INDEX($K:$K,)=\"Non-Lead - Material Unknown\", INDEX($K:$K,)=\"No System Owned Portion\"), OR(INDEX($Q:$Q,)=\"Galvanized Iron/Steel\", INDEX($Q:$Q,)=\"Non-Lead - Copper\", INDEX($Q:$Q,)=\"Non-Lead - Plastic\", INDEX($Q:$Q,)=\"Non-Lead - Other\", INDEX($Q:$Q,)=\"Non-Lead - Predictive Model\", INDEX($Q:$Q,)=\"No Customer Owned Portion\")), AND(OR( INDEX($K:$K,)=\"Galvanized Iron/Steel\", INDEX($K:$K,)=\"Non-Lead - Copper\", INDEX($K:$K,)=\"Non-Lead - Plastic\", INDEX($K:$K,)=\"Non-Lead - Other\", INDEX($K:$K,)=\"Non-Lead - Material Unknown\", INDEX($K:$K,)=\"No System Owned Portion\"), INDEX($M:$M,)=\"No\", INDEX($Q:$Q,)=\"Non-Lead - Material Unknown\")), \"Non-Lead\", \"Lead Status Unknown\"))))","v":"Lead Status Unknown"}]
[{"$f":"IF(AND(ISBLANK(INDEX($G:$G,)), ISBLANK(INDEX($C:$C,))), \"\", 'PWS Records (System Entry)'!$D$4)","v":"LA1079001"},{"$f":"IF(AND(ISBLANK(INDEX($G:$G,)), ISBLANK(INDEX($C:$C,))), \"\", 'PWS Records (System Entry)'!$D$3)","v":"City of Alexandria Water System"},"1 JACKSON ST","ALEXANDRIA","LA",71301,10714211,31.312989000000002,-92.445193099999997,null,"Unknown","Not Applicable","Don't Know",null,null,null,"Unknown","Not Applicable",null,null,"Lead Status Unknown"]
[{"$f":"IF(AND(ISBLANK(INDEX($G:$G,)), ISBLANK(INDEX($C:$C,))), \"\", 'PWS Records (System Entry)'!$D$4)","v":"LA1079001"},{"$f":"IF(AND(ISBLANK(INDEX($G:$G,)), ISBLANK(INDEX($C:$C,))), \"\", 'PWS Records (System Entry)'!$D$3)","v":"City of Alexandria Water System"},"256 FOX FIRE LN","ALEXANDRIA","LA",71303,10714212,31.204152799999999,-92.397135300000002,null,"Non-Lead - Other","Installation Record (for example, tap card)","Don't Know",null,null,null,"Non-Lead - Other","Installation Record (for example, tap card)",null,null,"Non-Lead"]
[{"$f":"IF(AND(ISBLANK(INDEX($G:$G,)), ISBLANK(INDEX($C:$C,))), \"\", 'PWS Records (System Entry)'!$D$4)","v":"LA1079001"},{"$f":"IF(AND(ISBLANK(INDEX($G:$G,)), ISBLANK(INDEX($C:$C,))), \"\", 'PWS Records (System Entry)'!$D$3)","v":"City of Alexandria Water System"},"1204 NORMAN DR APT A","ALEXANDRIA","LA",71303,10714213,31.3258543,-92.5241252,null,"Unknown","Not Applicable","Don't Know",null,null,null,"Unknown","Not Applicable",null,null,"Lead Status Unknown"]
[{"$f":"IF(AND(ISBLANK(INDEX($G:$G,)), ISBLANK(INDEX($C:$C,))), \"\", 'PWS Records (System Entry)'!$D$4)","v":"LA1079001"},{"$f":"IF(AND(ISBLANK(INDEX($G:$G,)), ISBLANK(INDEX($C:$C,))), \"\", 'PWS Records (System Entry)'!$D$3)","v":"City of Alexandria Water System"},"1 KOPPERS ST","ALEXANDRIA","LA",71302,10714214,31.283770000000001,-92.431169999999995,null,"Unknown","Not Applicable","Don't Know",null,null,null,"Unknown","Not Applicable",null,null,"Lead Status Unknown"]
[{"$f":"IF(AND(ISBLANK(INDEX($G:$G,)), ISBLANK(INDEX($C:$C,))), \"\", 'PWS Records (System Entry)'!$D$4)","v":"LA1079001"},{"$f":"IF(AND(ISBLANK(INDEX($G:$G,)), ISBLANK(INDEX($C:$C,))), \"\", 'PWS Records (System Entry)'!$D$3)","v":"City of Alexandria Water System"},"1 KOPPERS ST","ALEXANDRIA","LA",71302,10714219,31.283770000000001,-92.431169999999995,null,"Unknown","Not Applicable","Don't Know",null,null,null,"Unknown","Not Applicable",null,null,"Lead Status Unknown"]
[{"$f":"IF(AND(ISBLANK(INDEX($G:$G,)), ISBLANK(INDEX($C:$C,))), \"\", 'PWS Records (System Entry)'!$D$4)","v":"LA1079001"},{"$f":"IF(AND(ISBLANK(INDEX($G:$G,)), ISBLANK(INDEX($C:$C,))), \"\", 'PWS Records (System Entry)'!$D$3)","v":"City of Alexandria Water System"},"256 ST ANDREWS DR","ALEXANDRIA","LA",71303,10714215,31.300474999999999,-92.541370999999998,null,"Non-Lead - Other","Installation Record (for example, tap card)","Don't Know",null,null,null,"Non-Lead - Other","Installation Record (for example, tap card)",null,null,"Non-Lead"]
[{"$f":"IF(AND(ISBLANK(INDEX($G:$G,)), ISBLANK(INDEX($C:$C,))), \"\", 'PWS Records (System Entry)'!$D$4)","v":"LA1079001"},{"$f":"IF(AND(ISBLANK(INDEX($G:$G,)), ISBLANK(INDEX($C:$C,))), \"\", 'PWS Records (System Entry)'!$D$3)","v":"City of Alexandria Water System"},"256 ST ANDREWS DR","ALEXANDRIA","LA",71303,10714218,31.300474999999999,-92.541370999999998,null,"Non-Lead - Other","Installation Record (for example, tap card)","Don't Know",null,null,null,"Non-Lead - Other","Installation Record (for example, tap card)",null,null,"Non-Lead"]
[{"$f":"IF(AND(ISBLANK(INDEX($G:$G,)), ISBLANK(INDEX($C:$C,))), \"\", 'PWS Records (System Entry)'!$D$4)","v":"LA1079001"},{"$f":"IF(AND(ISBLANK(INDEX($G:$G,)), ISBLANK(INDEX($C:$C,))), \"\", 'PWS Records (System Entry)'!$D$3)","v":"City of Alexandria Water System"},"1204 NORMAN DR APT B","ALEXANDRIA","LA",71303,10714217,31.3258543,-92.5241252,null,"Unknown","Not Applicable","Don't Know",null,null,null,"Unknown","Not Applicable",null,null,"Lead Status Unknown"]
[{"$f":"IF(AND(ISBLANK(INDEX($G:$G,)), ISBLANK(INDEX($C:$C,))), \"\", 'PWS Records (System Entry)'!$D$4)","v":"LA1079001"},{"$f":"IF(AND(ISBLANK(INDEX($G:$G,)), ISBLANK(INDEX($C:$C,))), \"\", 'PWS Records (System Entry)'!$D$3)","v":"City of Alexandria Water System"},"1 KOPPERS ST","ALEXANDRIA","LA",71303,10714216,31.283770000000001,-92.431169999999995,null,"Unknown","Not Applicable","Don't Know",null,null,null,"Unknown","Not Applicable",null,null,"Lead Status Unknown"]
[{"$f":"IF(AND(ISBLANK(INDEX($G:$G,)), ISBLANK(INDEX($C:$C,))), \"\", 'PWS Records (System Entry)'!$D$4)","v":"LA1079001"},{"$f":"IF(AND(ISBLANK(INDEX($G:$G,)), ISBLANK(INDEX($C:$C,))), \"\", 'PWS Records (System Entry)'!$D$3)","v":"City of Alexandria Water System"},"1204 ROYCE DR","ALEXANDRIA","LA",71301,10714220,31.3183215,-92.523080100000001,null,"Unknown","Not Applicable","Don't Know",null,null,null,"Unknown","Not Applicable",null,null,"Lead Status Unknown"]
[{"$f":"IF(AND(ISBLANK(INDEX($G:$G,)), ISBLANK(INDEX($C:$C,))), \"\", 'PWS Records (System Entry)'!$D$4)","v":"LA1079001"},{"$f":"IF(AND(ISBLANK(INDEX($G:$G,)), ISBLANK(INDEX($C:$C,))), \"\", 'PWS Records (System Entry)'!$D$3)","v":"City of Alexandria Water System"},"2560 N BOLTON AVE","ALEXANDRIA","LA",71303,10714222,31.325112699999998,-92.479499300000001,null,"Unknown","Not Applicable","Don't Know",null,null,null,"Unknown","Not Applicable",null,null,"Lead Status Unknown"]
[{"$f":"IF(AND(ISBLANK(INDEX($G:$G,)), ISBLANK(INDEX($C:$C,))), \"\", 'PWS Records (System Entry)'!$D$4)","v":"LA1079001"},{"$f":"IF(AND(ISBLANK(INDEX($G:$G,)), ISBLANK(INDEX($C:$C,))), \"\", 'PWS Records (System Entry)'!$D$3)","v":"City of Alexandria Water System"},"1 ROY AVE","ALEXANDRIA","LA",71301,10714221,31.2800881,-92.446095900000003,null,"Unknown","Not Applicable","Don't Know",null,null,null,"Unknown","Not Applicable",null,null,"Lead Status Unknown"]
[{"$f":"IF(AND(ISBLANK(INDEX($G:$G,)), ISBLANK(INDEX($C:$C,))), \"\", 'PWS Records (System Entry)'!$D$4)","v":"LA1079001"},{"$f":"IF(AND(ISBLANK(INDEX($G:$G,)), ISBLANK(INDEX($C:$C,))), \"\", 'PWS Records (System Entry)'!$D$3)","v":"City of Alexandria Water System"},"1204 SOUTHAMPTON DR","ALEXANDRIA","LA",71303,10714224,31.288644999999999,-92.481571500000001,null,"Unknown","Not Applicable","Don't Know",null,null,null,"Unknown","Not Applicable",null,null,"Lead Status Unknown"]
[{"$f":"IF(AND(ISBLANK(INDEX($G:$G,)), ISBLANK(INDEX($C:$C,))), \"\", 'PWS Records (System Entry)'!$D$4)","v":"LA1079001"},{"$f":"IF(AND(ISBLANK(INDEX($G:$G,)), ISBLANK(INDEX($C:$C,))), \"\", 'PWS Records (System Entry)'!$D$3)","v":"City of Alexandria Water System"},"10 BALL POWELL ST","ALEXANDRIA","LA",71303,10714223,31.310423199999999,-92.465184899999997,null,"Unknown","Not Applicable","Don't Know",null,null,null,"Unknown","Not Applicable",null,null,"Lead Status Unknown"]
[{"$f":"IF(AND(ISBLANK(INDEX($G:$G,)), ISBLANK(INDEX($C:$C,))), \"\", 'PWS Records (System Entry)'!$D$4)","v":"LA1079001"},{"$f":"IF(AND(ISBLANK(INDEX($G:$G,)), ISBLANK(INDEX($C:$C,))), \"\", 'PWS Records (System Entry)'!$D$3)","v":"City of Alexandria Water System"},"257 LINKS DR","ALEXANDRIA","LA",71303,10714225,31.305324599999999,-92.541417999999993,null,"Non-Lead - Plastic","Installation Date after Lead Ban","Don't Know",null,null,null,"Non-Lead - Plastic","Installation Date after Lead Ban",null,null,"Non-Lead"]
[{"$f":"IF(AND(ISBLANK(INDEX($G:$G,)), ISBLANK(INDEX($C:$C,))), \"\", 'PWS Records (System Entry)'!$D$4)","v":"LA1079001"},{"$f":"IF(AND(ISBLANK(INDEX($G:$G,)), ISBLANK(INDEX($C:$C,))), \"\", 'PWS Records (System Entry)'!$D$3)","v":"City of Alexandria Water System"},"1204 STRACENER ST","ALEXANDRIA","LA",71301,10714226,31.321467899999998,-92.467819899999995,null,"Unknown","Not Applicable","Don't Know",null,null,null,"Unknown","Not Applicable",null,null,"Lead Status Unknown"]
[{"$f":"IF(AND(ISBLANK(INDEX($G:$G,)), ISBLANK(INDEX($C:$C,))), \"\", 'PWS Records (System Entry)'!$D$4)","v":"LA1079001"},{"$f":"IF(AND(ISBLANK(INDEX($G:$G,)), ISBLANK(INDEX($C:$C,))), \"\", 'PWS Records (System Entry)'!$D$3)","v":"City of Alexandria Water System"},"10 CALVERT DR","ALEXANDRIA","LA",71303,10714227,31.296795700000001,-92.493369599999994,null,"Unknown","Not Applicable","Don't Know",null,null,null,"Unknown","Not Applicable",null,null,"Lead Status Unknown"]
[{"$f":"IF(AND(ISBLANK(INDEX($G:$G,)), ISBLANK(INDEX($C:$C,))), \"\", 'PWS Records (System Entry)'!$D$4)","v":"LA1079001"},{"$f":"IF(AND(ISBLANK(INDEX($G:$G,)), ISBLANK(INDEX($C:$C,))), \"\", 'PWS Records (System Entry)'!$D$3)","v":"City of Alexandria Water System"},"257 ST ANDREWS DR","ALEXANDRIA","LA",71303,10714228,31.298544,-92.537599999999998,null,"Non-Lead - Other","Installation Record (for example, tap card)","Don't Know",null,null,null,"Non-Lead - Other","Installation Record (for example, tap card)",null,null,"Non-Lead"]
[{"$f":"IF(AND(ISBLANK(INDEX($G:$G,)), ISBLANK(INDEX($C:$C,))), \"\", 'PWS Records (System Entry)'!$D$4)","v":"LA1079001"},{"$f":"IF(AND(ISBLANK(INDEX($G:$G,)), ISBLANK(INDEX($C:$C,))), \"\", 'PWS Records (System Entry)'!$D$3)","v":"City of Alexandria Water System"},"10 CHESTER ST","ALEXANDRIA","LA",71303,10714229,31.309366799999999,-92.469049499999997,null,"Unknown","Not Applicable","Don't Know",null,null,null,"Unknown","Not Applicable",null,null,"Lead Status Unknown"]
[{"$f":"IF(AND(ISBLANK(INDEX($G:$G,)), ISBLANK(INDEX($C:$C,))), \"\", 'PWS Records (System Entry)'!$D$4)","v":"LA1079001"},{"$f":"IF(AND(ISBLANK(INDEX($G:$G,)), ISBLANK(INDEX($C:$C,))), \"\", 'PWS Records (System Entry)'!$D$3)","v":"City of Alexandria Water System"},"1204 WILSHIRE DR","ALEXANDRIA","LA",71303,10714230,31.2893325,-92.478171799999998,null,"Unknown","Not Applicable","Don't Know",null,null,null,"Unknown","Not Applicable",null,null,"Lead Status Unknown"]
[{"$f":"IF(AND(ISBLANK(INDEX($G:$G,)), ISBLANK(INDEX($C:$C,))), \"\", 'PWS Records (System Entry)'!$D$4)","v":"LA1079001"},{"$f":"IF(AND(ISBLANK(INDEX($G:$G,)), ISBLANK(INDEX($C:$C,))), \"\", 'PWS Records (System Entry)'!$D$3)","v":"City of Alexandria Water System"},"10 GORDON AVE","ALEXANDRIA","LA",71303,10714232,31.3099107,-92.466120599999996,null,"Unknown","Not Applicable","Don't Know",null,null,null,"Unknown","Not Applicable",null,null,"Lead Status Unknown"]
[{"$f":"IF(AND(ISBLANK(INDEX($G:$G,)), ISBLANK(INDEX($C:$C,))), \"\", 'PWS Records (System Entry)'!$D$4)","v":"LA1079001"},{"$f":"IF(AND(ISBLANK(INDEX($G:$G,)), ISBLANK(INDEX($C:$C,))), \"\", 'PWS Records (System Entry)'!$D$3)","v":"City of Alexandria Water System"},"2595 N MACARTHUR DR","ALEXANDRIA","LA",71303,10714231,31.313168300000001,-92.474344599999995,null,"Unknown","Not Applicable","Don't Know",null,null,null,"Unknown","Not Applicable",null,null,"Lead Status Unknown"]
[{"$f":"IF(AND(ISBLANK(INDEX($G:$G,)), ISBLANK(INDEX($C:$C,))), \"\", 'PWS Records (System Entry)'!$D$4)","v":"LA1079001"},{"$f":"IF(AND(ISBLANK(INDEX($G:$G,)), ISBLANK(INDEX($C:$C,))), \"\", 'PWS Records (System Entry)'!$D$3)","v":"City of Alexandria Water System"},"1205 BROADWAY AVE","ALEXANDRIA","LA",71302,10714233,31.2952504,-92.436658100000002,null,"Unknown","Not Applicable","Don't Know",null,null,null,"Unknown","Not Applicable",null,null,"Lead Status Unknown"]
[{"$f":"IF(AND(ISBLANK(INDEX($G:$G,)), ISBLANK(INDEX($C:$C,))), \"\", 'PWS Records (System Entry)'!$D$4)","v":"LA1079001"},{"$f":"IF(AND(ISBLANK(INDEX($G:$G,)), ISBLANK(INDEX($C:$C,))), \"\", 'PWS Records (System Entry)'!$D$3)","v":"City of Alexandria Water System"},"1205 BROADWAY AVE","ALEXANDRIA","LA",71302,10714236,31.2952504,-92.436658100000002,null,"Unknown","Not Applicable","Don't Know",null,null,null,"Unknown","Not Applicable",null,null,"Lead Status Unknown"]
[{"$f":"IF(AND(ISBLANK(INDEX($G:$G,)), ISBLANK(INDEX($C:$C,))), \"\", 'PWS Records (System Entry)'!$D$4)","v":"LA1079001"},{"$f":"IF(AND(ISBLANK(INDEX($G:$G,)), ISBLANK(INDEX($C:$C,))), \"\", 'PWS Records (System Entry)'!$D$3)","v":"City of Alexandria Water System"},"10 KENT AVE","ALEXANDRIA","LA",71303,10714234,31.306370600000001,-92.475294099999999,null,"Unknown","Not Applicable","Don't Know",null,null,null,"Unknown","Not Applicable",null,null,"Lead Status Unknown"]
[{"$f":"IF(AND(ISBLANK(INDEX($G:$G,)), ISBLANK(INDEX($C:$C,))), \"\", 'PWS Records (System Entry)'!$D$4)","v":"LA1079001"},{"$f":"IF(AND(ISBLANK(INDEX($G:$G,)), ISBLANK(INDEX($C:$C,))), \"\", 'PWS Records (System Entry)'!$D$3)","v":"City of Alexandria Water System"},"26 BALL POWELL ST","ALEXANDRIA","LA",71303,10714235,31.309425999999998,-92.464805999999996,null,"Unknown","Not Applicable","Don't Know",null,null,null,"Unknown","Not Applicable",null,null,"Lead Status Unknown"]
[{"$f":"IF(AND(ISBLANK(INDEX($G:$G,)), ISBLANK(INDEX($C:$C,))), \"\", 'PWS Records (System Entry)'!$D$4)","v":"LA1079001"},{"$f":"IF(AND(ISBLANK(INDEX($G:$G,)), ISBLANK(INDEX($C:$C,))), \"\", 'PWS Records (System Entry)'!$D$3)","v":"City of Alexandria Water System"},"10 MARY ST","ALEXANDRIA","LA",71303,10714237,31.3098335,-92.468206600000002,null,"Unknown","Not Applicable","Don't Know",null,null,null,"Unknown","Not Applicable",null,null,"Lead Status Unknown"]
[{"$f":"IF(AND(ISBLANK(INDEX($G:$G,)), ISBLANK(INDEX($C:$C,))), \"\", 'PWS Records (System Entry)'!$D$4)","v":"LA1079001"},{"$f":"IF(AND(ISBLANK(INDEX($G:$G,)), ISBLANK(INDEX($C:$C,))), \"\", 'PWS Records (System Entry)'!$D$3)","v":"City of Alexandria Water System"},"26 BERTIE ST","ALEXANDRIA","LA",71303,10714238,31.307802800000001,-92.470341500000004,null,"Unknown","Not Applicable","Don't Know",null,null,null,"Unknown","Not Applicable",null,null,"Lead Status Unknown"]
[{"$f":"IF(AND(ISBLANK(INDEX($G:$G,)), ISBLANK(INDEX($C:$C,))), \"\", 'PWS Records (System Entry)'!$D$4)","v":"LA1079001"},{"$f":"IF(AND(ISBLANK(INDEX($G:$G,)), ISBLANK(INDEX($C:$C,))), \"\", 'PWS Records (System Entry)'!$D$3)","v":"City of Alexandria Water System"},"1205 ENGLAND DR","ALEXANDRIA","LA",71303,10714239,31.311136000000001,-92.479355999999996,null,"Unknown","Not Applicable","Don't Know",null,null,null,"Unknown","Not Applicable",null,null,"Lead Status Unknown"]
[{"$f":"IF(AND(ISBLANK(INDEX($G:$G,)), ISBLANK(INDEX($C:$C,))), \"\", 'PWS Records (System Entry)'!$D$4)","v":"LA1079001"},{"$f":"IF(AND(ISBLANK(INDEX($G:$G,)), ISBLANK(INDEX($C:$C,))), \"\", 'PWS Records (System Entry)'!$D$3)","v":"City of Alexandria Water System"},"10 PROSPECT ST","ALEXANDRIA","LA",71303,10714240,31.309106100000001,-92.469918300000003,null,"Unknown","Not Applicable","Don't Know",null,null,null,"Unknown","Not Applicable",null,null,"Lead Status Unknown"]
[{"$f":"IF(AND(ISBLANK(INDEX($G:$G,)), ISBLANK(INDEX($C:$C,))), \"\", 'PWS Records (System Entry)'!$D$4)","v":"LA1079001"},{"$f":"IF(AND(ISBLANK(INDEX($G:$G,)), ISBLANK(INDEX($C:$C,))), \"\", 'PWS Records (System Entry)'!$D$3)","v":"City of Alexandria Water System"},"1205 ENGLAND DR UNIT 1/2","ALEXANDRIA","LA",71303,10714241,31.311136000000001,-92.479355999999996,null,"Unknown","Not Applicable","Don't Know",null,null,null,"Unknown","Not Applicable",null,null,"Lead Status Unknown"]
[{"$f":"IF(AND(ISBLANK(INDEX($G:$G,)), ISBLANK(INDEX($C:$C,))), \"\", 'PWS Records (System Entry)'!$D$4)","v":"LA1079001"},{"$f":"IF(AND(ISBLANK(INDEX($G:$G,)), ISBLANK(INDEX($C:$C,))), \"\", 'PWS Records (System Entry)'!$D$3)","v":"City of Alexandria Water System"},"26 GORDON AVE","ALEXANDRIA","LA",71303,10714242,31.309057500000002,-92.4656454,null,"Unknown","Not Applicable","Don't Know",null,null,null,"Unknown","Not Applicable",null,null,"Lead Status Unknown"]
[{"$f":"IF(AND(ISBLANK(INDEX($G:$G,)), ISBLANK(INDEX($C:$C,))), \"\", 'PWS Records (System Entry)'!$D$4)","v":"LA1079001"},{"$f":"IF(AND(ISBLANK(INDEX($G:$G,)), ISBLANK(INDEX($C:$C,))), \"\", 'PWS Records (System Entry)'!$D$3)","v":"City of Alexandria Water System"},"100 ENGINEER PL","ALEXANDRIA","LA",71303,10714244,31.322801999999999,-92.538775999999999,null,"Unknown","Not Applicable","Don't Know",null,null,null,"Unknown","Not Applicable",null,null,"Lead Status Unknown"]
[{"$f":"IF(AND(ISBLANK(INDEX($G:$G,)), ISBLANK(INDEX($C:$C,))), \"\", 'PWS Records (System Entry)'!$D$4)","v":"LA1079001"},{"$f":"IF(AND(ISBLANK(INDEX($G:$G,)), ISBLANK(INDEX($C:$C,))), \"\", 'PWS Records (System Entry)'!$D$3)","v":"City of Alexandria Water System"},"1205 ENGLAND DR","ALEXANDRIA","LA",71303,10714243,31.311136000000001,-92.479355999999996,null,"Unknown","Not Applicable","Don't Know",null,null,null,"Unknown","Not Applicable",null,null,"Lead Status Unknown"]
[{"$f":"IF(AND(ISBLANK(INDEX($G:$G,)), ISBLANK(INDEX($C:$C,))), \"\", 'PWS Records (System Entry)'!$D$4)","v":"LA1079001"},{"$f":"IF(AND(ISBLANK(INDEX($G:$G,)), ISBLANK(INDEX($C:$C,))), \"\", 'PWS Records (System Entry)'!$D$3)","v":"City of Alexandria Water System"},"26 HEYMAN LN","ALEXANDRIA","LA",71301,10714245,31.300144899999999,-92.488229599999997,null,"Unknown","Not Applicable","Don't Know",null,null,null,"Unknown","Not Applicable",null,null,"Lead Status Unknown"]
[{"$f":"IF(AND(ISBLANK(INDEX($G:$G,)), ISBLANK(INDEX($C:$C,))), \"\", 'PWS Records (System Entry)'!$D$4)","v":"LA1079001"},{"$f":"IF(AND(ISBLANK(INDEX($G:$G,)), ISBLANK(INDEX($C:$C,))), \"\", 'PWS Records (System Entry)'!$D$3)","v":"City of Alexandria Water System"},"1205 MAGNOLIA ST","ALEXANDRIA","LA",71303,10714246,31.308333300000001,-92.452750499999993,null,"Unknown","Not Applicable","Don't Know",null,null,null,"Unknown","Not Applicable",null,null,"Lead Status Unknown"]
[{"$f":"IF(AND(ISBLANK(INDEX($G:$G,)), ISBLANK(INDEX($C:$C,))), \"\", 'PWS Records (System Entry)'!$D$4)","v":"LA1079001"},{"$f":"IF(AND(ISBLANK(INDEX($G:$G,)), ISBLANK(INDEX($C:$C,))), \"\", 'PWS Records (System Entry)'!$D$3)","v":"City of Alexandria Water System"},"100 INTERNATIONAL","ALEXANDRIA","LA",71301,10714247,31.307455000000001,-92.44905,null,"Unknown","Not Applicable","Don't Know",null,null,null,"Unknown","Not Applicable",null,null,"Lead Status Unknown"]
[{"$f":"IF(AND(ISBLANK(INDEX($G:$G,)), ISBLANK(INDEX($C:$C,))), \"\", 'PWS Records (System Entry)'!$D$4)","v":"LA1079001"},{"$f":"IF(AND(ISBLANK(INDEX($G:$G,)), ISBLANK(INDEX($C:$C,))), \"\", 'PWS Records (System Entry)'!$D$3)","v":"City of Alexandria Water System"},"26 KENT AVE","ALEXANDRIA","LA",71303,10714248,31.3053499,-92.474875400000002,null,"Unknown","Not Applicable","Don't Know",null,null,null,"Unknown","Not Applicable",null,null,"Lead Status Unknown"]
[{"$f":"IF(AND(ISBLANK(INDEX($G:$G,)), ISBLANK(INDEX($C:$C,))), \"\", 'PWS Records (System Entry)'!$D$4)","v":"LA1079001"},{"$f":"IF(AND(ISBLANK(INDEX($G:$G,)), ISBLANK(INDEX($C:$C,))), \"\", 'PWS Records (System Entry)'!$D$3)","v":"City of Alexandria Water System"},"1205 NORMAN DR APT A","ALEXANDRIA","LA",71303,10714249,31.3257987,-92.523709400000001,null,"Unknown","Not Applicable","Don't Know",null,null,null,"Unknown","Not Applicable",null,null,"Lead Status Unknown"]
[{"$f":"IF(AND(ISBLANK(INDEX($G:$G,)), ISBLANK(INDEX($C:$C,))), \"\", 'PWS Records (System Entry)'!$D$4)","v":"LA1079001"},{"$f":"IF(AND(ISBLANK(INDEX($G:$G,)), ISBLANK(INDEX($C:$C,))), \"\", 'PWS Records (System Entry)'!$D$3)","v":"City of Alexandria Water System"},"100 PARK PLACE DR","ALEXANDRIA","LA",71303,10714250,31.2874485,-92.463200599999993,null,"Unknown","Not Applicable","Don't Know",null,null,null,"Unknown","Not Applicable",null,null,"Lead Status Unknown"]
[{"$f":"IF(AND(ISBLANK(INDEX($G:$G,)), ISBLANK(INDEX($C:$C,))), \"\", 'PWS Records (System Entry)'!$D$4)","v":"LA1079001"},{"$f":"IF(AND(ISBLANK(INDEX($G:$G,)), ISBLANK(INDEX($C:$C,))), \"\", 'PWS Records (System Entry)'!$D$3)","v":"City of Alexandria Water System"},"1205 NORMAN DR APT B","ALEXANDRIA","LA",71307,10714251,31.3257987,-92.523709400000001,null,"Unknown","Not Applicable","Don't Know",null,null,null,"Unknown","Not Applicable",null,null,"Lead Status Unknown"]
[{"$f":"IF(AND(ISBLANK(INDEX($G:$G,)), ISBLANK(INDEX($C:$C,))), \"\", 'PWS Records (System Entry)'!$D$4)","v":"LA1079001"},{"$f":"IF(AND(ISBLANK(INDEX($G:$G,)), ISBLANK(INDEX($C:$C,))), \"\", 'PWS Records (System Entry)'!$D$3)","v":"City of Alexandria Water System"},"26 MACARTHUR DR STE A","ALEXANDRIA","LA",71301,10714252,31.304046100000001,-92.480291699999995,null,"Unknown","Not Applicable","Don't Know",null,null,null,"Unknown","Not Applicable",null,null,"Lead Status Unknown"]
[{"$f":"IF(AND(ISBLANK(INDEX($G:$G,)), ISBLANK(INDEX($C:$C,))), \"\", 'PWS Records (System Entry)'!$D$4)","v":"LA1079001"},{"$f":"IF(AND(ISBLANK(INDEX($G:$G,)), ISBLANK(INDEX($C:$C,))), \"\", 'PWS Records (System Entry)'!$D$3)","v":"City of Alexandria Water System"},"1205 TEXAS AVE","ALEXANDRIA","LA",71303,10714253,31.290096599999998,-92.473282100000006,null,"Unknown","Not Applicable","Don't Know",null,null,null,"Unknown","Not Applicable",null,null,"Lead Status Unknown"]
[{"$f":"IF(AND(ISBLANK(INDEX($G:$G,)), ISBLANK(INDEX($C:$C,))), \"\", 'PWS Records (System Entry)'!$D$4)","v":"LA1079001"},{"$f":"IF(AND(ISBLANK(INDEX($G:$G,)), ISBLANK(INDEX($C:$C,))), \"\", 'PWS Records (System Entry)'!$D$3)","v":"City of Alexandria Water System"},"100 RAGAN DR","ALEXANDRIA","LA",71303,10714254,31.271762599999999,-92.500586600000005,null,"Unknown","Not Applicable","Don't Know",null,null,null,"Unknown","Not Applicable",null,null,"Lead Status Unknown"]
[{"$f":"IF(AND(ISBLANK(INDEX($G:$G,)), ISBLANK(INDEX($C:$C,))), \"\", 'PWS Records (System Entry)'!$D$4)","v":"LA1079001"},{"$f":"IF(AND(ISBLANK(INDEX($G:$G,)), ISBLANK(INDEX($C:$C,))), \"\", 'PWS Records (System Entry)'!$D$3)","v":"City of Alexandria Water System"},"26 MARY ST","ALEXANDRIA","LA",71303,10714255,31.308686399999999,-92.467534299999997,null,"Unknown","Not Applicable","Don't Know",null,null,null,"Unknown","Not Applicable",null,null,"Lead Status Unknown"]
[{"$f":"IF(AND(ISBLANK(INDEX($G:$G,)), ISBLANK(INDEX($C:$C,))), \"\", 'PWS Records (System Entry)'!$D$4)","v":"LA1079001"},{"$f":"IF(AND(ISBLANK(INDEX($G:$G,)), ISBLANK(INDEX($C:$C,))), \"\", 'PWS Records (System Entry)'!$D$3)","v":"City of Alexandria Water System"},"1206 APPLEWHITE ST","ALEXANDRIA","LA",71303,10714256,31.2959177,-92.439279600000006,null,"Unknown","Not Applicable","Don't Know",null,null,null,"Unknown","Not Applicable",null,null,"Lead Status Unknown"]
[{"$f":"IF(AND(ISBLANK(INDEX($G:$G,)), ISBLANK(INDEX($C:$C,))), \"\", 'PWS Records (System Entry)'!$D$4)","v":"LA1079001"},{"$f":"IF(AND(ISBLANK(INDEX($G:$G,)), ISBLANK(INDEX($C:$C,))), \"\", 'PWS Records (System Entry)'!$D$3)","v":"City of Alexandria Water System"},"100 RICHLAND RD","ALEXANDRIA","LA",71302,10714259,31.246381400000001,-92.422522900000004,null,"Unknown","Not Applicable","Don't Know",null,null,null,"Unknown","Not Applicable",null,null,"Lead Status Unknown"]
[{"$f":"IF(AND(ISBLANK(INDEX($G:$G,)), ISBLANK(INDEX($C:$C,))), \"\", 'PWS Records (System Entry)'!$D$4)","v":"LA1079001"},{"$f":"IF(AND(ISBLANK(INDEX($G:$G,)), ISBLANK(INDEX($C:$C,))), \"\", 'PWS Records (System Entry)'!$D$3)","v":"City of Alexandria Water System"},"26 PROSPECT ST","ALEXANDRIA","LA",71303,10714257,31.307932900000001,-92.469254500000005,null,"Unknown","Not Applicable","Don't Know",null,null,null,"Unknown","Not Applicable",null,null,"Lead Status Unknown"]
[{"$f":"IF(AND(ISBLANK(INDEX($G:$G,)), ISBLANK(INDEX($C:$C,))), \"\", 'PWS Records (System Entry)'!$D$4)","v":"LA1079001"},{"$f":"IF(AND(ISBLANK(INDEX($G:$G,)), ISBLANK(INDEX($C:$C,))), \"\", 'PWS Records (System Entry)'!$D$3)","v":"City of Alexandria Water System"},"1206 ROYCE DR BLDG 3623","ALEXANDRIA","LA",71303,10714258,31.321442000000001,-92.524548999999993,null,"Unknown","Not Applicable","Don't Know",null,null,null,"Unknown","Not Applicable",null,null,"Lead Status Unknown"]
[{"$f":"IF(AND(ISBLANK(INDEX($G:$G,)), ISBLANK(INDEX($C:$C,))), \"\", 'PWS Records (System Entry)'!$D$4)","v":"LA1079001"},{"$f":"IF(AND(ISBLANK(INDEX($G:$G,)), ISBLANK(INDEX($C:$C,))), \"\", 'PWS Records (System Entry)'!$D$3)","v":"City of Alexandria Water System"},"1207 CANTERBURY DR","ALEXANDRIA","LA",71303,10714260,31.288451500000001,-92.479859399999995,null,"Unknown","Not Applicable","Don't Know",null,null,null,"Unknown","Not Applicable",null,null,"Lead Status Unknown"]
[{"$f":"IF(AND(ISBLANK(INDEX($G:$G,)), ISBLANK(INDEX($C:$C,))), \"\", 'PWS Records (System Entry)'!$D$4)","v":"LA1079001"},{"$f":"IF(AND(ISBLANK(INDEX($G:$G,)), ISBLANK(INDEX($C:$C,))), \"\", 'PWS Records (System Entry)'!$D$3)","v":"City of Alexandria Water System"},"26 TENNESSEE AVE","ALEXANDRIA","LA",71303,10714261,31.3050307,-92.475769200000002,null,"Unknown","Not Applicable","Don't Know",null,null,null,"Unknown","Not Applicable",null,null,"Lead Status Unknown"]
[{"$f":"IF(AND(ISBLANK(INDEX($G:$G,)), ISBLANK(INDEX($C:$C,))), \"\", 'PWS Records (System Entry)'!$D$4)","v":"LA1079001"},{"$f":"IF(AND(ISBLANK(INDEX($G:$G,)), ISBLANK(INDEX($C:$C,))), \"\", 'PWS Records (System Entry)'!$D$3)","v":"City of Alexandria Water System"},"100 TERRA AVE","ALEXANDRIA","LA",71303,10714262,31.273166199999999,-92.4999672,null,"Unknown","Not Applicable","Don't Know",null,null,null,"Unknown","Not Applicable",null,null,"Lead Status Unknown"]
[{"$f":"IF(AND(ISBLANK(INDEX($G:$G,)), ISBLANK(INDEX($C:$C,))), \"\", 'PWS Records (System Entry)'!$D$4)","v":"LA1079001"},{"$f":"IF(AND(ISBLANK(INDEX($G:$G,)), ISBLANK(INDEX($C:$C,))), \"\", 'PWS Records (System Entry)'!$D$3)","v":"City of Alexandria Water System"},"1207 FURBY ST","ALEXANDRIA","LA",71303,10714265,31.318995999999999,-92.465845999999999,null,"Unknown","Not Applicable","Don't Know",null,null,null,"Unknown","Not Applicable",null,null,"Lead Status Unknown"]
[{"$f":"IF(AND(ISBLANK(INDEX($G:$G,)), ISBLANK(INDEX($C:$C,))), \"\", 'PWS Records (System Entry)'!$D$4)","v":"LA1079001"},{"$f":"IF(AND(ISBLANK(INDEX($G:$G,)), ISBLANK(INDEX($C:$C,))), \"\", 'PWS Records (System Entry)'!$D$3)","v":"City of Alexandria Water System"},"26 VIRGINIA AVE","ALEXANDRIA","LA",71303,10714263,31.302685499999999,-92.483154999999996,null,"Unknown","Not Applicable","Don't Know",null,null,null,"Unknown","Not Applicable",null,null,"Lead Status Unknown"]
[{"$f":"IF(AND(ISBLANK(INDEX($G:$G,)), ISBLANK(INDEX($C:$C,))), \"\", 'PWS Records (System Entry)'!$D$4)","v":"LA1079001"},{"$f":"IF(AND(ISBLANK(INDEX($G:$G,)), ISBLANK(INDEX($C:$C,))), \"\", 'PWS Records (System Entry)'!$D$3)","v":"City of Alexandria Water System"},"100 VERSAILLES BLVD","ALEXANDRIA","LA",71303,10714264,31.2885946,-92.505597100000003,null,"Non-Lead - Plastic","Installation Date after Lead Ban","Don't Know",null,null,null,"Non-Lead - Plastic","Installation Date after Lead Ban",null,null,"Non-Lead"]
[{"$f":"IF(AND(ISBLANK(INDEX($G:$G,)), ISBLANK(INDEX($C:$C,))), \"\", 'PWS Records (System Entry)'!$D$4)","v":"LA1079001"},{"$f":"IF(AND(ISBLANK(INDEX($G:$G,)), ISBLANK(INDEX($C:$C,))), \"\", 'PWS Records (System Entry)'!$D$3)","v":"City of Alexandria Water System"},"260 BELLEAU WOOD BLVD","ALEXANDRIA","LA",71301,10714266,31.2735226,-92.497395900000001,null,"Non-Lead - Other","Installation Record (for example, tap card)","Don't Know",null,null,null,"Non-Lead - Other","Installation Record (for example, tap card)",null,null,"Non-Lead"]
[{"$f":"IF(AND(ISBLANK(INDEX($G:$G,)), ISBLANK(INDEX($C:$C,))), \"\", 'PWS Records (System Entry)'!$D$4)","v":"LA1079001"},{"$f":"IF(AND(ISBLANK(INDEX($G:$G,)), ISBLANK(INDEX($C:$C,))), \"\", 'PWS Records (System Entry)'!$D$3)","v":"City of Alexandria Water System"},"100 VERSAILLES BLVD STE C","ALEXANDRIA","LA",71303,10714267,31.2885946,-92.505597100000003,null,"Non-Lead - Plastic","Installation Date after Lead Ban","Don't Know",null,null,null,"Non-Lead - Plastic","Installation Date after Lead Ban",null,null,"Non-Lead"]
[{"$f":"IF(AND(ISBLANK(INDEX($G:$G,)), ISBLANK(INDEX($C:$C,))), \"\", 'PWS Records (System Entry)'!$D$4)","v":"LA1079001"},{"$f":"IF(AND(ISBLANK(INDEX($G:$G,)), ISBLANK(INDEX($C:$C,))), \"\", 'PWS Records (System Entry)'!$D$3)","v":"City of Alexandria Water System"},"1207 HEYMAN LN","ALEXANDRIA","LA",71303,10714268,31.287288,-92.482315200000002,null,"Unknown","Not Applicable","Don't Know",null,null,null,"Unknown","Not Applicable",null,null,"Lead Status Unknown"]
[{"$f":"IF(AND(ISBLANK(INDEX($G:$G,)), ISBLANK(INDEX($C:$C,))), \"\", 'PWS Records (System Entry)'!$D$4)","v":"LA1079001"},{"$f":"IF(AND(ISBLANK(INDEX($G:$G,)), ISBLANK(INDEX($C:$C,))), \"\", 'PWS Records (System Entry)'!$D$3)","v":"City of Alexandria Water System"},"100 VERSAILLES BLVD STE D","ALEXANDRIA","LA",71303,10714269,31.2885946,-92.505597100000003,null,"Non-Lead - Plastic","Installation Date after Lead Ban","Don't Know",null,null,null,"Non-Lead - Plastic","Installation Date after Lead Ban",null,null,"Non-Lead"]
[{"$f":"IF(AND(ISBLANK(INDEX($G:$G,)), ISBLANK(INDEX($C:$C,))), \"\", 'PWS Records (System Entry)'!$D$4)","v":"LA1079001"},{"$f":"IF(AND(ISBLANK(INDEX($G:$G,)), ISBLANK(INDEX($C:$C,))), \"\", 'PWS Records (System Entry)'!$D$3)","v":"City of Alexandria Water System"},"260 WINDERMERE BLVD","ALEXANDRIA","LA",71301,10714270,31.291830600000001,-92.491624799999997,null,"Unknown","Not Applicable","Don't Know",null,null,null,"Unknown","Not Applicable",null,null,"Lead Status Unknown"]
[{"$f":"IF(AND(ISBLANK(INDEX($G:$G,)), ISBLANK(INDEX($C:$C,))), \"\", 'PWS Records (System Entry)'!$D$4)","v":"LA1079001"},{"$f":"IF(AND(ISBLANK(INDEX($G:$G,)), ISBLANK(INDEX($C:$C,))), \"\", 'PWS Records (System Entry)'!$D$3)","v":"City of Alexandria Water System"},"1207 LANCASTER DR","ALEXANDRIA","LA",71303,10714271,31.2888217,-92.478994799999995,null,"Unknown","Not Applicable","Don't Know",null,null,null,"Unknown","Not Applicable",null,null,"Lead Status Unknown"]
[{"$f":"IF(AND(ISBLANK(INDEX($G:$G,)), ISBLANK(INDEX($C:$C,))), \"\", 'PWS Records (System Entry)'!$D$4)","v":"LA1079001"},{"$f":"IF(AND(ISBLANK(INDEX($G:$G,)), ISBLANK(INDEX($C:$C,))), \"\", 'PWS Records (System Entry)'!$D$3)","v":"City of Alexandria Water System"},"100 VETERANS DR","ALEXANDRIA","LA",71301,10714272,31.308783099999999,-92.476846300000005,null,"Unknown","Not Applicable","Don't Know",null,null,null,"Unknown","Not Applicable",null,null,"Lead Status Unknown"]
[{"$f":"IF(AND(ISBLANK(INDEX($G:$G,)), ISBLANK(INDEX($C:$C,))), \"\", 'PWS Records (System Entry)'!$D$4)","v":"LA1079001"},{"$f":"IF(AND(ISBLANK(INDEX($G:$G,)), ISBLANK(INDEX($C:$C,))), \"\", 'PWS Records (System Entry)'!$D$3)","v":"City of Alexandria Water System"},"2600 8TH ST","ALEXANDRIA","LA",71303,10714273,31.298234300000001,-92.435104199999998,null,"Unknown","Not Applicable","Don't Know",null,null,null,"Unknown","Not Applicable",null,null,"Lead Status Unknown"]
[{"$f":"IF(AND(ISBLANK(INDEX($G:$G,)), ISBLANK(INDEX($C:$C,))), \"\", 'PWS Records (System Entry)'!$D$4)","v":"LA1079001"},{"$f":"IF(AND(ISBLANK(INDEX($G:$G,)), ISBLANK(INDEX($C:$C,))), \"\", 'PWS Records (System Entry)'!$D$3)","v":"City of Alexandria Water System"},"1207 MACARTHUR DR","ALEXANDRIA","LA",71301,10714274,31.289366600000001,-92.475712000000001,null,"Unknown","Not Applicable","Don't Know",null,null,null,"Unknown","Not Applicable",null,null,{"$f":"IF(AND(INDEX($K:$K,)=\"\", INDEX($L:$L,)=\"\", INDEX($M:$M,)=\"\", INDEX($Q:$Q,)=\"\", INDEX($R:$R,)=\"\"), \"\", IF(OR(INDEX($K:$K,)=\"Lead\",INDEX($Q:$Q,)=\"Lead\"),\"Lead\",IF(OR(AND(OR(INDEX($M:$M,)=\"Yes\", INDEX($M:$M,)=\"Don't Know\", INDEX($M:$M,)=\"\"), INDEX($Q:$Q,)=\"Galvanized Iron/Steel\"), AND(INDEX($K:$K,)=\"Unknown\", INDEX($M:$M,)=\"No\", INDEX($Q:$Q,)=\"Galvanized Iron/Steel\")), \"Galvanized Requiring Replacement\", IF(OR(AND(OR(INDEX($K:$K,)=\"Galvanized Iron/Steel\", INDEX($K:$K,)=\"Non-Lead - Copper\", INDEX($K:$K,)=\"Non-Lead - Plastic\", INDEX($K:$K,)=\"Non-Lead - Other\", INDEX($K:$K,)=\"Non-Lead - Material Unknown\", INDEX($K:$K,)=\"No System Owned Portion\"), OR(INDEX($Q:$Q,)=\"Galvanized Iron/Steel\", INDEX($Q:$Q,)=\"Non-Lead - Copper\", INDEX($Q:$Q,)=\"Non-Lead - Plastic\", INDEX($Q:$Q,)=\"Non-Lead - Other\", INDEX($Q:$Q,)=\"Non-Lead - Predictive Model\", INDEX($Q:$Q,)=\"No Customer Owned Portion\")), AND(OR( INDEX($K:$K,)=\"Galvanized Iron/Steel\", INDEX($K:$K,)=\"Non-Lead - Copper\", INDEX($K:$K,)=\"Non-Lead - Plastic\", INDEX($K:$K,)=\"Non-Lead - Other\", INDEX($K:$K,)=\"Non-Lead - Material Unknown\", INDEX($K:$K,)=\"No System Owned Portion\"), INDEX($M:$M,)=\"No\", INDEX($Q:$Q,)=\"Non-Lead - Material Unknown\")), \"Non-Lead\", \"Lead Status Unknown\"))))","v":"Lead Status Unknown"}]
[{"$f":"IF(AND(ISBLANK(INDEX($G:$G,)), ISBLANK(INDEX($C:$C,))), \"\", 'PWS Records (System Entry)'!$D$4)","v":"LA1079001"},{"$f":"IF(AND(ISBLANK(INDEX($G:$G,)), ISBLANK(INDEX($C:$C,))), \"\", 'PWS Records (System Entry)'!$D$3)","v":"City of Alexandria Water System"},"1207 MACARTHUR DR","ALEXANDRIA","LA",71301,10714277,31.289366600000001,-92.475712000000001,null,"Unknown","Not Applicable","Don't Know",null,null,null,"Unknown","Not Applicable",null,null,"Lead Status Unknown"]
[{"$f":"IF(AND(ISBLANK(INDEX($G:$G,)), ISBLANK(INDEX($C:$C,))), \"\", 'PWS Records (System Entry)'!$D$4)","v":"LA1079001"},{"$f":"IF(AND(ISBLANK(INDEX($G:$G,)), ISBLANK(INDEX($C:$C,))), \"\", 'PWS Records (System Entry)'!$D$3)","v":"City of Alexandria Water System"},"100 WALKERS LN","ALEXANDRIA","LA",71301,10714275,31.258372399999999,-92.473682600000004,null,"Unknown","Not Applicable","Don't Know",null,null,null,"Unknown","Not Applicable",null,null,"Lead Status Unknown"]
[{"$f":"IF(AND(ISBLANK(INDEX($G:$G,)), ISBLANK(INDEX($C:$C,))), \"\", 'PWS Records (System Entry)'!$D$4)","v":"LA1079001"},{"$f":"IF(AND(ISBLANK(INDEX($G:$G,)), ISBLANK(INDEX($C:$C,))), \"\", 'PWS Records (System Entry)'!$D$3)","v":"City of Alexandria Water System"},"2600 HARRIS ST","ALEXANDRIA","LA",71303,10714276,31.290447100000002,-92.448943600000007,null,"Unknown","Not Applicable","Don't Know",null,null,null,"Unknown","Not Applicable",null,null,"Lead Status Unknown"]
[{"$f":"IF(AND(ISBLANK(INDEX($G:$G,)), ISBLANK(INDEX($C:$C,))), \"\", 'PWS Records (System Entry)'!$D$4)","v":"LA1079001"},{"$f":"IF(AND(ISBLANK(INDEX($G:$G,)), ISBLANK(INDEX($C:$C,))), \"\", 'PWS Records (System Entry)'!$D$3)","v":"City of Alexandria Water System"},"1000 MACARTHUR DR","ALEXANDRIA","LA",71303,10714278,31.292293399999998,-92.477673499999995,null,"Unknown","Not Applicable","Don't Know",null,null,null,"Unknown","Not Applicable",null,null,"Lead Status Unknown"]
[{"$f":"IF(AND(ISBLANK(INDEX($G:$G,)), ISBLANK(INDEX($C:$C,))), \"\", 'PWS Records (System Entry)'!$D$4)","v":"LA1079001"},{"$f":"IF(AND(ISBLANK(INDEX($G:$G,)), ISBLANK(INDEX($C:$C,))), \"\", 'PWS Records (System Entry)'!$D$3)","v":"City of Alexandria Water System"},"1207 MARTHA LN","ALEXANDRIA","LA",71303,10714279,31.323471699999999,-92.472967499999996,null,"Non-Lead - Plastic","Installation Record (for example, tap card)","Don't Know",null,null,null,"Unknown","Not Applicable",null,null,"Lead Status Unknown"]
[{"$f":"IF(AND(ISBLANK(INDEX($G:$G,)), ISBLANK(INDEX($C:$C,))), \"\", 'PWS Records (System Entry)'!$D$4)","v":"LA1079001"},{"$f":"IF(AND(ISBLANK(INDEX($G:$G,)), ISBLANK(INDEX($C:$C,))), \"\", 'PWS Records (System Entry)'!$D$3)","v":"City of Alexandria Water System"},"2600 HORSESHOE DR","ALEXANDRIA","LA",71303,10714280,31.258451300000001,-92.469886599999995,null,"Non-Lead - Other","Installation Record (for example, tap card)","Don't Know",null,null,null,"Non-Lead - Other","Installation Record (for example, tap card)",null,null,"Non-Lead"]
[{"$f":"IF(AND(ISBLANK(INDEX($G:$G,)), ISBLANK(INDEX($C:$C,))), \"\", 'PWS Records (System Entry)'!$D$4)","v":"LA1079001"},{"$f":"IF(AND(ISBLANK(INDEX($G:$G,)), ISBLANK(INDEX($C:$C,))), \"\", 'PWS Records (System Entry)'!$D$3)","v":"City of Alexandria Water System"},"2600 HORSESHOE DR","ALEXANDRIA","LA",71303,10714283,31.258451300000001,-92.469886599999995,null,"Non-Lead - Other","Installation Record (for example, tap card)","Don't Know",null,null,null,"Non-Lead - Other","Installation Record (for example, tap card)",null,null,"Non-Lead"]
[{"$f":"IF(AND(ISBLANK(INDEX($G:$G,)), ISBLANK(INDEX($C:$C,))), \"\", 'PWS Records (System Entry)'!$D$4)","v":"LA1079001"},{"$f":"IF(AND(ISBLANK(INDEX($G:$G,)), ISBLANK(INDEX($C:$C,))), \"\", 'PWS Records (System Entry)'!$D$3)","v":"City of Alexandria Water System"},"1000 VANDENBURG DR","ALEXANDRIA","LA",71303,10714281,31.306108999999999,-92.528326300000003,null,"Unknown","Not Applicable","Don't Know",null,null,null,"Unknown","Not Applicable",null,null,"Lead Status Unknown"]
[{"$f":"IF(AND(ISBLANK(INDEX($G:$G,)), ISBLANK(INDEX($C:$C,))), \"\", 'PWS Records (System Entry)'!$D$4)","v":"LA1079001"},{"$f":"IF(AND(ISBLANK(INDEX($G:$G,)), ISBLANK(INDEX($C:$C,))), \"\", 'PWS Records (System Entry)'!$D$3)","v":"City of Alexandria Water System"},"1207 MARYLAND AVE","ALEXANDRIA","LA",71303,10714282,31.290876999999998,-92.471856000000002,null,"Unknown","Not Applicable","Don't Know",null,null,null,"Unknown","Not Applicable",null,null,"Lead Status Unknown"]
[{"$f":"IF(AND(ISBLANK(INDEX($G:$G,)), ISBLANK(INDEX($C:$C,))), \"\", 'PWS Records (System Entry)'!$D$4)","v":"LA1079001"},{"$f":"IF(AND(ISBLANK(INDEX($G:$G,)), ISBLANK(INDEX($C:$C,))), \"\", 'PWS Records (System Entry)'!$D$3)","v":"City of Alexandria Water System"},"1000 WINDERMERE BLVD","ALEXANDRIA","LA",71303,10714284,31.282273,-92.496365800000007,null,"Unknown","Not Applicable","Don't Know",null,null,null,"Unknown","Not Applicable",null,null,"Lead Status Unknown"]
[{"$f":"IF(AND(ISBLANK(INDEX($G:$G,)), ISBLANK(INDEX($C:$C,))), \"\", 'PWS Records (System Entry)'!$D$4)","v":"LA1079001"},{"$f":"IF(AND(ISBLANK(INDEX($G:$G,)), ISBLANK(INDEX($C:$C,))), \"\", 'PWS Records (System Entry)'!$D$3)","v":"City of Alexandria Water System"},"1000 WINDERMERE BLVD","ALEXANDRIA","LA",71303,10714287,31.282273,-92.496365800000007,null,"Unknown","Not Applicable","Don't Know",null,null,null,"Unknown","Not Applicable",null,null,"Lead Status Unknown"]
[{"$f":"IF(AND(ISBLANK(INDEX($G:$G,)), ISBLANK(INDEX($C:$C,))), \"\", 'PWS Records (System Entry)'!$D$4)","v":"LA1079001"},{"$f":"IF(AND(ISBLANK(INDEX($G:$G,)), ISBLANK(INDEX($C:$C,))), \"\", 'PWS Records (System Entry)'!$D$3)","v":"City of Alexandria Water System"},"1207 PETRUS ST","ALEXANDRIA","LA",71303,10714285,31.292211200000001,-92.469464200000004,null,"Unknown","Not Applicable","Don't Know",null,null,null,"Unknown","Not Applicable",null,null,"Lead Status Unknown"]
[{"$f":"IF(AND(ISBLANK(INDEX($G:$G,)), ISBLANK(INDEX($C:$C,))), \"\", 'PWS Records (System Entry)'!$D$4)","v":"LA1079001"},{"$f":"IF(AND(ISBLANK(INDEX($G:$G,)), ISBLANK(INDEX($C:$C,))), \"\", 'PWS Records (System Entry)'!$D$3)","v":"City of Alexandria Water System"},"2600 HUFFMAN ST","ALEXANDRIA","LA",71303,10714286,31.2911137,-92.463115700000003,null,"Unknown","Not Applicable","Don't Know",null,null,null,"Unknown","Not Applicable",null,null,"Lead Status Unknown"]
[{"$f":"IF(AND(ISBLANK(INDEX($G:$G,)), ISBLANK(INDEX($C:$C,))), \"\", 'PWS Records (System Entry)'!$D$4)","v":"LA1079001"},{"$f":"IF(AND(ISBLANK(INDEX($G:$G,)), ISBLANK(INDEX($C:$C,))), \"\", 'PWS Records (System Entry)'!$D$3)","v":"City of Alexandria Water System"},"1207 SOUTHAMPTON DR","ALEXANDRIA","LA",71303,10714288,31.288186499999998,-92.481033100000005,null,"Unknown","Not Applicable","Don't Know",null,null,null,"Unknown","Not Applicable",null,null,"Lead Status Unknown"]
[{"$f":"IF(AND(ISBLANK(INDEX($G:$G,)), ISBLANK(INDEX($C:$C,))), \"\", 'PWS Records (System Entry)'!$D$4)","v":"LA1079001"},{"$f":"IF(AND(ISBLANK(INDEX($G:$G,)), ISBLANK(INDEX($C:$C,))), \"\", 'PWS Records (System Entry)'!$D$3)","v":"City of Alexandria Water System"},"1001 2ND","ALEXANDRIA","LA",71303,10714289,31.311906199999999,-92.444075400000003,null,"Unknown","Not Applicable","Don't Know",null,null,null,"Unknown","Not Applicable",null,null,"Lead Status Unknown"]
[{"$f":"IF(AND(ISBLANK(INDEX($G:$G,)), ISBLANK(INDEX($C:$C,))), \"\", 'PWS Records (System Entry)'!$D$4)","v":"LA1079001"},{"$f":"IF(AND(ISBLANK(INDEX($G:$G,)), ISBLANK(INDEX($C:$C,))), \"\", 'PWS Records (System Entry)'!$D$3)","v":"City of Alexandria Water System"},"2600 INDUSTRIAL","ALEXANDRIA","LA",71303,10714290,31.329308900000001,-92.475689799999998,null,"Non-Lead - Plastic","Installation Date after Lead Ban","Don't Know",null,null,null,"Non-Lead - Plastic","Installation Date after Lead Ban",null,null,"Non-Lead"]
[{"$f":"IF(AND(ISBLANK(INDEX($G:$G,)), ISBLANK(INDEX($C:$C,))), \"\", 'PWS Records (System Entry)'!$D$4)","v":"LA1079001"},{"$f":"IF(AND(ISBLANK(INDEX($G:$G,)), ISBLANK(INDEX($C:$C,))), \"\", 'PWS Records (System Entry)'!$D$3)","v":"City of Alexandria Water System"},"2600 INDUSTRIAL","ALEXANDRIA","LA",71303,10714292,31.329308900000001,-92.475689799999998,null,"Non-Lead - Plastic","Installation Date after Lead Ban","Don't Know",null,null,null,"Non-Lead - Plastic","Installation Date after Lead Ban",null,null,"Non-Lead"]
[{"$f":"IF(AND(ISBLANK(INDEX($G:$G,)), ISBLANK(INDEX($C:$C,))), \"\", 'PWS Records (System Entry)'!$D$4)","v":"LA1079001"},{"$f":"IF(AND(ISBLANK(INDEX($G:$G,)), ISBLANK(INDEX($C:$C,))), \"\", 'PWS Records (System Entry)'!$D$3)","v":"City of Alexandria Water System"},"2600 INDUSTRIAL","ALEXANDRIA","LA",71303,10714295,31.329308900000001,-92.475689799999998,null,"Non-Lead - Plastic","Installation Date after Lead Ban","Don't Know",null,null,null,"Non-Lead - Plastic","Installation Date after Lead Ban",null,null,"Non-Lead"]
[{"$f":"IF(AND(ISBLANK(INDEX($G:$G,)), ISBLANK(INDEX($C:$C,))), \"\", 'PWS Records (System Entry)'!$D$4)","v":"LA1079001"},{"$f":"IF(AND(ISBLANK(INDEX($G:$G,)), ISBLANK(INDEX($C:$C,))), \"\", 'PWS Records (System Entry)'!$D$3)","v":"City of Alexandria Water System"},"1207 WILSHIRE DR","ALEXANDRIA","LA",71303,10714291,31.2891254,-92.478029800000002,null,"Unknown","Not Applicable","Don't Know",null,null,null,"Unknown","Not Applicable",null,null,"Lead Status Unknown"]
[{"$f":"IF(AND(ISBLANK(INDEX($G:$G,)), ISBLANK(INDEX($C:$C,))), \"\", 'PWS Records (System Entry)'!$D$4)","v":"LA1079001"},{"$f":"IF(AND(ISBLANK(INDEX($G:$G,)), ISBLANK(INDEX($C:$C,))), \"\", 'PWS Records (System Entry)'!$D$3)","v":"City of Alexandria Water System"},"1001 BAYOU PL","ALEXANDRIA","LA",71302,10714293,31.3065915,-92.481800300000003,null,"Non-Lead - Plastic","Installation Date after Lead Ban","Don't Know",null,null,null,"Non-Lead - Plastic","Installation Date after Lead Ban",null,null,"Non-Lead"]
[{"$f":"IF(AND(ISBLANK(INDEX($G:$G,)), ISBLANK(INDEX($C:$C,))), \"\", 'PWS Records (System Entry)'!$D$4)","v":"LA1079001"},{"$f":"IF(AND(ISBLANK(INDEX($G:$G,)), ISBLANK(INDEX($C:$C,))), \"\", 'PWS Records (System Entry)'!$D$3)","v":"City of Alexandria Water System"},"1207 YOIST ST","ALEXANDRIA","LA",71303,10714294,31.318300900000001,-92.464914300000004,null,"Unknown","Not Applicable","Don't Know",null,null,null,"Unknown","Not Applicable",null,null,"Lead Status Unknown"]
[{"$f":"IF(AND(ISBLANK(INDEX($G:$G,)), ISBLANK(INDEX($C:$C,))), \"\", 'PWS Records (System Entry)'!$D$4)","v":"LA1079001"},{"$f":"IF(AND(ISBLANK(INDEX($G:$G,)), ISBLANK(INDEX($C:$C,))), \"\", 'PWS Records (System Entry)'!$D$3)","v":"City of Alexandria Water System"},"1208 APPLEWHITE ST","ALEXANDRIA","LA",71303,10714296,31.295785599999999,-92.439329700000002,null,"Non-Lead - Other","Installation Date after Lead Ban","Don't Know",null,null,null,"Non-Lead - Other","Installation Date after Lead Ban",null,null,"Non-Lead"]
[{"$f":"IF(AND(ISBLANK(INDEX($G:$G,)), ISBLANK(INDEX($C:$C,))), \"\", 'PWS Records (System Entry)'!$D$4)","v":"LA1079001"},{"$f":"IF(AND(ISBLANK(INDEX($G:$G,)), ISBLANK(INDEX($C:$C,))), \"\", 'PWS Records (System Entry)'!$D$3)","v":"City of Alexandria Water System"},"1001 CHENEY ST","ALEXANDRIA","LA",71303,10714297,31.297194300000001,-92.459499500000007,null,"Unknown","Not Applicable","Don't Know",null,null,null,"Unknown","Not Applicable",null,null,"Lead Status Unknown"]
[{"$f":"IF(AND(ISBLANK(INDEX($G:$G,)), ISBLANK(INDEX($C:$C,))), \"\", 'PWS Records (System Entry)'!$D$4)","v":"LA1079001"},{"$f":"IF(AND(ISBLANK(INDEX($G:$G,)), ISBLANK(INDEX($C:$C,))), \"\", 'PWS Records (System Entry)'!$D$3)","v":"City of Alexandria Water System"},"1208 BROADWAY AVE","ALEXANDRIA","LA",71303,10714298,31.295087299999999,-92.436817899999994,null,"Unknown","Not Applicable","Don't Know",null,null,null,"Unknown","Not Applicable",null,null,"Lead Status Unknown"]
[{"$f":"IF(AND(ISBLANK(INDEX($G:$G,)), ISBLANK(INDEX($C:$C,))), \"\", 'PWS Records (System Entry)'!$D$4)","v":"LA1079001"},{"$f":"IF(AND(ISBLANK(INDEX($G:$G,)), ISBLANK(INDEX($C:$C,))), \"\", 'PWS Records (System Entry)'!$D$3)","v":"City of Alexandria Water System"},"2600 LLEWELLYN DR UNIT B","ALEXANDRIA","LA",71303,10714300,31.267354300000001,-92.462163000000004,null,"Unknown","Not Applicable","Don't Know",null,null,null,"Unknown","Not Applicable",null,null,"Lead Status Unknown"]
[{"$f":"IF(AND(ISBLANK(INDEX($G:$G,)), ISBLANK(INDEX($C:$C,))), \"\", 'PWS Records (System Entry)'!$D$4)","v":"LA1079001"},{"$f":"IF(AND(ISBLANK(INDEX($G:$G,)), ISBLANK(INDEX($C:$C,))), \"\", 'PWS Records (System Entry)'!$D$3)","v":"City of Alexandria Water System"},"1001 MACARTHUR DR","ALEXANDRIA","LA",71303,10714299,31.292014000000002,-92.476771900000003,null,"Unknown","Not Applicable","Don't Know",null,null,null,"Unknown","Not Applicable",null,null,"Lead Status Unknown"]
[{"$f":"IF(AND(ISBLANK(INDEX($G:$G,)), ISBLANK(INDEX($C:$C,))), \"\", 'PWS Records (System Entry)'!$D$4)","v":"LA1079001"},{"$f":"IF(AND(ISBLANK(INDEX($G:$G,)), ISBLANK(INDEX($C:$C,))), \"\", 'PWS Records (System Entry)'!$D$3)","v":"City of Alexandria Water System"},"1208 CANTERBURY DR","ALEXANDRIA","LA",71303,10714301,31.288411499999999,-92.479901900000002,null,"Unknown","Not Applicable","Don't Know",null,null,null,"Unknown","Not Applicable",null,null,"Lead Status Unknown"]
[{"$f":"IF(AND(ISBLANK(INDEX($G:$G,)), ISBLANK(INDEX($C:$C,))), \"\", 'PWS Records (System Entry)'!$D$4)","v":"LA1079001"},{"$f":"IF(AND(ISBLANK(INDEX($G:$G,)), ISBLANK(INDEX($C:$C,))), \"\", 'PWS Records (System Entry)'!$D$3)","v":"City of Alexandria Water System"},"1001 N CITY PARK BLVD","ALEXANDRIA","LA",71303,10714302,31.293825999999999,-92.463656,null,"Unknown","Not Applicable","Don't Know",null,null,null,"Unknown","Not Applicable",null,null,"Lead Status Unknown"]
[{"$f":"IF(AND(ISBLANK(INDEX($G:$G,)), ISBLANK(INDEX($C:$C,))), \"\", 'PWS Records (System Entry)'!$D$4)","v":"LA1079001"},{"$f":"IF(AND(ISBLANK(INDEX($G:$G,)), ISBLANK(INDEX($C:$C,))), \"\", 'PWS Records (System Entry)'!$D$3)","v":"City of Alexandria Water System"},"1001 N CITY PARK BLVD","ALEXANDRIA","LA",71303,10714304,31.293825999999999,-92.463656,null,"Unknown","Not Applicable","Don't Know",null,null,null,"Unknown","Not Applicable",null,null,"Lead Status Unknown"]
[{"$f":"IF(AND(ISBLANK(INDEX($G:$G,)), ISBLANK(INDEX($C:$C,))), \"\", 'PWS Records (System Entry)'!$D$4)","v":"LA1079001"},{"$f":"IF(AND(ISBLANK(INDEX($G:$G,)), ISBLANK(INDEX($C:$C,))), \"\", 'PWS Records (System Entry)'!$D$3)","v":"City of Alexandria Water System"},"2601 10TH ST","ALEXANDRIA","LA",71303,10714303,31.297414199999999,-92.437415000000001,null,"Unknown","Not Applicable","Don't Know",null,null,null,"Unknown","Not Applicable",null,null,"Lead Status Unknown"]
[{"$f":"IF(AND(ISBLANK(INDEX($G:$G,)), ISBLANK(INDEX($C:$C,))), \"\", 'PWS Records (System Entry)'!$D$4)","v":"LA1079001"},{"$f":"IF(AND(ISBLANK(INDEX($G:$G,)), ISBLANK(INDEX($C:$C,))), \"\", 'PWS Records (System Entry)'!$D$3)","v":"City of Alexandria Water System"},"1208 HORSESHOE DR","ALEXANDRIA","LA",71303,10714305,31.262781700000001,-92.489212699999996,null,"Unknown","Not Applicable","Don't Know",null,null,null,"Unknown","Not Applicable",null,null,"Lead Status Unknown"]
[{"$f":"IF(AND(ISBLANK(INDEX($G:$G,)), ISBLANK(INDEX($C:$C,))), \"\", 'PWS Records (System Entry)'!$D$4)","v":"LA1079001"},{"$f":"IF(AND(ISBLANK(INDEX($G:$G,)), ISBLANK(INDEX($C:$C,))), \"\", 'PWS Records (System Entry)'!$D$3)","v":"City of Alexandria Water System"},"2601 8TH ST","ALEXANDRIA","LA",71303,10714306,31.2982285,-92.434995200000003,null,"Unknown","Not Applicable","Don't Know",null,null,null,"Unknown","Not Applicable",null,null,"Lead Status Unknown"]
[{"$f":"IF(AND(ISBLANK(INDEX($G:$G,)), ISBLANK(INDEX($C:$C,))), \"\", 'PWS Records (System Entry)'!$D$4)","v":"LA1079001"},{"$f":"IF(AND(ISBLANK(INDEX($G:$G,)), ISBLANK(INDEX($C:$C,))), \"\", 'PWS Records (System Entry)'!$D$3)","v":"City of Alexandria Water System"},"1001 SOUTH ST","ALEXANDRIA","LA",71303,10714307,31.318917500000001,-92.466431999999998,null,"Unknown","Not Applicable","Don't Know",null,null,null,"Unknown","Not Applicable",null,null,"Lead Status Unknown"]
[{"$f":"IF(AND(ISBLANK(INDEX($G:$G,)), ISBLANK(INDEX($C:$C,))), \"\", 'PWS Records (System Entry)'!$D$4)","v":"LA1079001"},{"$f":"IF(AND(ISBLANK(INDEX($G:$G,)), ISBLANK(INDEX($C:$C,))), \"\", 'PWS Records (System Entry)'!$D$3)","v":"City of Alexandria Water System"},"1208 LANCASTER DR","ALEXANDRIA","LA",71303,10714308,31.288799600000001,-92.479044999999999,null,"Unknown","Not Applicable","Don't Know",null,null,null,"Unknown","Not Applicable",null,null,"Lead Status Unknown"]
[{"$f":"IF(AND(ISBLANK(INDEX($G:$G,)), ISBLANK(INDEX($C:$C,))), \"\", 'PWS Records (System Entry)'!$D$4)","v":"LA1079001"},{"$f":"IF(AND(ISBLANK(INDEX($G:$G,)), ISBLANK(INDEX($C:$C,))), \"\", 'PWS Records (System Entry)'!$D$3)","v":"City of Alexandria Water System"},"2601 CULPEPPER RD","ALEXANDRIA","LA",71303,10714309,31.264367199999999,-92.464003199999993,null,"Unknown","Not Applicable","Don't Know",null,null,null,"Unknown","Not Applicable",null,null,"Lead Status Unknown"]
[{"$f":"IF(AND(ISBLANK(INDEX($G:$G,)), ISBLANK(INDEX($C:$C,))), \"\", 'PWS Records (System Entry)'!$D$4)","v":"LA1079001"},{"$f":"IF(AND(ISBLANK(INDEX($G:$G,)), ISBLANK(INDEX($C:$C,))), \"\", 'PWS Records (System Entry)'!$D$3)","v":"City of Alexandria Water System"},"1208 MARTHA LN","ALEXANDRIA","LA",71303,10714310,31.323653199999999,-92.473024800000005,null,"Non-Lead - Plastic","Installation Record (for example, tap card)","Don't Know",null,null,null,"Unknown","Not Applicable",null,null,"Lead Status Unknown"]
[{"$f":"IF(AND(ISBLANK(INDEX($G:$G,)), ISBLANK(INDEX($C:$C,))), \"\", 'PWS Records (System Entry)'!$D$4)","v":"LA1079001"},{"$f":"IF(AND(ISBLANK(INDEX($G:$G,)), ISBLANK(INDEX($C:$C,))), \"\", 'PWS Records (System Entry)'!$D$3)","v":"City of Alexandria Water System"},"1001 WINDERMERE BLVD","ALEXANDRIA","LA",71303,10714311,31.2822988,-92.496031400000007,null,"Non-Lead - Other","Installation Record (for example, tap card)","Don't Know",null,null,null,"Non-Lead - Other","Installation Record (for example, tap card)",null,null,"Non-Lead"]
[{"$f":"IF(AND(ISBLANK(INDEX($G:$G,)), ISBLANK(INDEX($C:$C,))), \"\", 'PWS Records (System Entry)'!$D$4)","v":"LA1079001"},{"$f":"IF(AND(ISBLANK(INDEX($G:$G,)), ISBLANK(INDEX($C:$C,))), \"\", 'PWS Records (System Entry)'!$D$3)","v":"City of Alexandria Water System"},"1001 WINDERMERE BLVD","ALEXANDRIA","LA",71303,10714312,31.2822988,-92.496031400000007,null,"Non-Lead - Other","Installation Record (for example, tap card)","Don't Know",null,null,null,"Non-Lead - Other","Installation Record (for example, tap card)",null,null,"Non-Lead"]
[{"$f":"IF(AND(ISBLANK(INDEX($G:$G,)), ISBLANK(INDEX($C:$C,))), \"\", 'PWS Records (System Entry)'!$D$4)","v":"LA1079001"},{"$f":"IF(AND(ISBLANK(INDEX($G:$G,)), ISBLANK(INDEX($C:$C,))), \"\", 'PWS Records (System Entry)'!$D$3)","v":"City of Alexandria Water System"},"2601 DETROIT ST","ALEXANDRIA","LA",71303,10714314,31.2870168,-92.438378099999994,null,"Unknown","Not Applicable","Don't Know",null,null,null,"Unknown","Not Applicable",null,null,"Lead Status Unknown"]
[{"$f":"IF(AND(ISBLANK(INDEX($G:$G,)), ISBLANK(INDEX($C:$C,))), \"\", 'PWS Records (System Entry)'!$D$4)","v":"LA1079001"},{"$f":"IF(AND(ISBLANK(INDEX($G:$G,)), ISBLANK(INDEX($C:$C,))), \"\", 'PWS Records (System Entry)'!$D$3)","v":"City of Alexandria Water System"},"1208 NORMAN DR APT B","ALEXANDRIA","LA",71307,10714313,31.325738699999999,-92.523702700000001,null,"Unknown","Not Applicable","Don't Know",null,null,null,"Unknown","Not Applicable",null,null,"Lead Status Unknown"]
[{"$f":"IF(AND(ISBLANK(INDEX($G:$G,)), ISBLANK(INDEX($C:$C,))), \"\", 'PWS Records (System Entry)'!$D$4)","v":"LA1079001"},{"$f":"IF(AND(ISBLANK(INDEX($G:$G,)), ISBLANK(INDEX($C:$C,))), \"\", 'PWS Records (System Entry)'!$D$3)","v":"City of Alexandria Water System"},"1002 3RD ST","ALEXANDRIA","LA",71303,10714315,31.311216999999999,-92.444613500000003,null,"Unknown","Not Applicable","Don't Know",null,null,null,"Unknown","Not Applicable",null,null,"Lead Status Unknown"]
[{"$f":"IF(AND(ISBLANK(INDEX($G:$G,)), ISBLANK(INDEX($C:$C,))), \"\", 'PWS Records (System Entry)'!$D$4)","v":"LA1079001"},{"$f":"IF(AND(ISBLANK(INDEX($G:$G,)), ISBLANK(INDEX($C:$C,))), \"\", 'PWS Records (System Entry)'!$D$3)","v":"City of Alexandria Water System"},"1208 NORMAN DR APT A","ALEXANDRIA","LA",71307,10714316,31.325738699999999,-92.523702700000001,null,"Unknown","Not Applicable","Don't Know",null,null,null,"Unknown","Not Applicable",null,null,"Lead Status Unknown"]
[{"$f":"IF(AND(ISBLANK(INDEX($G:$G,)), ISBLANK(INDEX($C:$C,))), \"\", 'PWS Records (System Entry)'!$D$4)","v":"LA1079001"},{"$f":"IF(AND(ISBLANK(INDEX($G:$G,)), ISBLANK(INDEX($C:$C,))), \"\", 'PWS Records (System Entry)'!$D$3)","v":"City of Alexandria Water System"},"2601 ELLIOTT ST","ALEXANDRIA","LA",71303,10714317,31.296787999999999,-92.466582000000002,null,"Unknown","Not Applicable","Don't Know",null,null,null,"Unknown","Not Applicable",null,null,"Lead Status Unknown"]
[{"$f":"IF(AND(ISBLANK(INDEX($G:$G,)), ISBLANK(INDEX($C:$C,))), \"\", 'PWS Records (System Entry)'!$D$4)","v":"LA1079001"},{"$f":"IF(AND(ISBLANK(INDEX($G:$G,)), ISBLANK(INDEX($C:$C,))), \"\", 'PWS Records (System Entry)'!$D$3)","v":"City of Alexandria Water System"},"1002 BAYOU PL","ALEXANDRIA","LA",71303,10714318,31.306243299999998,-92.481493900000004,null,"Non-Lead - Plastic","Installation Date after Lead Ban","Don't Know",null,null,null,"Non-Lead - Plastic","Installation Date after Lead Ban",null,null,"Non-Lead"]
[{"$f":"IF(AND(ISBLANK(INDEX($G:$G,)), ISBLANK(INDEX($C:$C,))), \"\", 'PWS Records (System Entry)'!$D$4)","v":"LA1079001"},{"$f":"IF(AND(ISBLANK(INDEX($G:$G,)), ISBLANK(INDEX($C:$C,))), \"\", 'PWS Records (System Entry)'!$D$3)","v":"City of Alexandria Water System"},"1208 PARIS ST","ALEXANDRIA","LA",71303,10714319,31.323426000000001,-92.471946000000003,null,"Non-Lead - Plastic","Installation Record (for example, tap card)","Don't Know",null,null,null,"Unknown","Not Applicable",null,null,"Lead Status Unknown"]
[{"$f":"IF(AND(ISBLANK(INDEX($G:$G,)), ISBLANK(INDEX($C:$C,))), \"\", 'PWS Records (System Entry)'!$D$4)","v":"LA1079001"},{"$f":"IF(AND(ISBLANK(INDEX($G:$G,)), ISBLANK(INDEX($C:$C,))), \"\", 'PWS Records (System Entry)'!$D$3)","v":"City of Alexandria Water System"},"2601 LOS ANGELES ST","ALEXANDRIA","LA",71303,10714321,31.286398899999998,-92.437640900000005,null,"Unknown","Not Applicable","Don't Know",null,null,null,"Unknown","Not Applicable",null,null,"Lead Status Unknown"]
[{"$f":"IF(AND(ISBLANK(INDEX($G:$G,)), ISBLANK(INDEX($C:$C,))), \"\", 'PWS Records (System Entry)'!$D$4)","v":"LA1079001"},{"$f":"IF(AND(ISBLANK(INDEX($G:$G,)), ISBLANK(INDEX($C:$C,))), \"\", 'PWS Records (System Entry)'!$D$3)","v":"City of Alexandria Water System"},"1002 CALDERWOOD DR","ALEXANDRIA","LA",71303,10714320,31.285537000000001,-92.497953999999993,null,"Non-Lead - Other","Installation Record (for example, tap card)","Don't Know",null,null,null,"Non-Lead - Other","Installation Record (for example, tap card)",null,null,"Non-Lead"]
[{"$f":"IF(AND(ISBLANK(INDEX($G:$G,)), ISBLANK(INDEX($C:$C,))), \"\", 'PWS Records (System Entry)'!$D$4)","v":"LA1079001"},{"$f":"IF(AND(ISBLANK(INDEX($G:$G,)), ISBLANK(INDEX($C:$C,))), \"\", 'PWS Records (System Entry)'!$D$3)","v":"City of Alexandria Water System"},"1002 CALDERWOOD DR","ALEXANDRIA","LA",71303,10714323,31.285537000000001,-92.497953999999993,null,"Non-Lead - Other","Installation Record (for example, tap card)","Don't Know",null,null,null,"Non-Lead - Other","Installation Record (for example, tap card)",null,null,"Non-Lead"]
[{"$f":"IF(AND(ISBLANK(INDEX($G:$G,)), ISBLANK(INDEX($C:$C,))), \"\", 'PWS Records (System Entry)'!$D$4)","v":"LA1079001"},{"$f":"IF(AND(ISBLANK(INDEX($G:$G,)), ISBLANK(INDEX($C:$C,))), \"\", 'PWS Records (System Entry)'!$D$3)","v":"City of Alexandria Water System"},"1208 PIERSON ST","ALEXANDRIA","LA",71303,10714322,31.294262100000001,-92.467368899999997,null,"Unknown","Not Applicable","Don't Know",null,null,null,"Unknown","Not Applicable",null,null,"Lead Status Unknown"]
[{"$f":"IF(AND(ISBLANK(INDEX($G:$G,)), ISBLANK(INDEX($C:$C,))), \"\", 'PWS Records (System Entry)'!$D$4)","v":"LA1079001"},{"$f":"IF(AND(ISBLANK(INDEX($G:$G,)), ISBLANK(INDEX($C:$C,))), \"\", 'PWS Records (System Entry)'!$D$3)","v":"City of Alexandria Water System"},"2601 S MACARTHUR DR","ALEXANDRIA","LA",71301,10714324,31.270745999999999,-92.458005999999997,null,"Non-Lead - Other","Installation Record (for example, tap card)","Don't Know",null,null,null,"Non-Lead - Other","Installation Record (for example, tap card)",null,null,"Non-Lead"]
[{"$f":"IF(AND(ISBLANK(INDEX($G:$G,)), ISBLANK(INDEX($C:$C,))), \"\", 'PWS Records (System Entry)'!$D$4)","v":"LA1079001"},{"$f":"IF(AND(ISBLANK(INDEX($G:$G,)), ISBLANK(INDEX($C:$C,))), \"\", 'PWS Records (System Entry)'!$D$3)","v":"City of Alexandria Water System"},"1208 ROYCE DR BLDG 3624","ALEXANDRIA","LA",71303,10714325,31.318799599999998,-92.523100299999996,null,"Unknown","Not Applicable","Don't Know",null,null,null,"Unknown","Not Applicable",null,null,"Lead Status Unknown"]
[{"$f":"IF(AND(ISBLANK(INDEX($G:$G,)), ISBLANK(INDEX($C:$C,))), \"\", 'PWS Records (System Entry)'!$D$4)","v":"LA1079001"},{"$f":"IF(AND(ISBLANK(INDEX($G:$G,)), ISBLANK(INDEX($C:$C,))), \"\", 'PWS Records (System Entry)'!$D$3)","v":"City of Alexandria Water System"},"1002 CHENAULT DR","ALEXANDRIA","LA",71303,10714326,31.318087999999999,-92.526944999999998,null,"Unknown","Not Applicable","Don't Know",null,null,null,"Unknown","Not Applicable",null,null,"Lead Status Unknown"]
[{"$f":"IF(AND(ISBLANK(INDEX($G:$G,)), ISBLANK(INDEX($C:$C,))), \"\", 'PWS Records (System Entry)'!$D$4)","v":"LA1079001"},{"$f":"IF(AND(ISBLANK(INDEX($G:$G,)), ISBLANK(INDEX($C:$C,))), \"\", 'PWS Records (System Entry)'!$D$3)","v":"City of Alexandria Water System"},"1002 CHENAULT DR","ALEXANDRIA","LA",71303,10714327,31.318087999999999,-92.526944999999998,null,"Unknown","Not Applicable","Don't Know",null,null,null,"Unknown","Not Applicable",null,null,"Lead Status Unknown"]
[{"$f":"IF(AND(ISBLANK(INDEX($G:$G,)), ISBLANK(INDEX($C:$C,))), \"\", 'PWS Records (System Entry)'!$D$4)","v":"LA1079001"},{"$f":"IF(AND(ISBLANK(INDEX($G:$G,)), ISBLANK(INDEX($C:$C,))), \"\", 'PWS Records (System Entry)'!$D$3)","v":"City of Alexandria Water System"},"1208 SOUTHAMPTON DR","ALEXANDRIA","LA",71303,10714328,31.288171200000001,-92.481085800000002,null,"Unknown","Not Applicable","Don't Know",null,null,null,"Unknown","Not Applicable",null,null,"Lead Status Unknown"]
[{"$f":"IF(AND(ISBLANK(INDEX($G:$G,)), ISBLANK(INDEX($C:$C,))), \"\", 'PWS Records (System Entry)'!$D$4)","v":"LA1079001"},{"$f":"IF(AND(ISBLANK(INDEX($G:$G,)), ISBLANK(INDEX($C:$C,))), \"\", 'PWS Records (System Entry)'!$D$3)","v":"City of Alexandria Water System"},"1208 SOUTHAMPTON DR","ALEXANDRIA","LA",71303,10714330,31.288171200000001,-92.481085800000002,null,"Unknown","Not Applicable","Don't Know",null,null,null,"Unknown","Not Applicable",null,null,"Lead Status Unknown"]
[{"$f":"IF(AND(ISBLANK(INDEX($G:$G,)), ISBLANK(INDEX($C:$C,))), \"\", 'PWS Records (System Entry)'!$D$4)","v":"LA1079001"},{"$f":"IF(AND(ISBLANK(INDEX($G:$G,)), ISBLANK(INDEX($C:$C,))), \"\", 'PWS Records (System Entry)'!$D$3)","v":"City of Alexandria Water System"},"2602 10TH ST","ALEXANDRIA","LA",71303,10714329,31.297346699999999,-92.437415200000004,null,"Unknown","Not Applicable","Don't Know",null,null,null,"Unknown","Not Applicable",null,null,"Lead Status Unknown"]
[{"$f":"IF(AND(ISBLANK(INDEX($G:$G,)), ISBLANK(INDEX($C:$C,))), \"\", 'PWS Records (System Entry)'!$D$4)","v":"LA1079001"},{"$f":"IF(AND(ISBLANK(INDEX($G:$G,)), ISBLANK(INDEX($C:$C,))), \"\", 'PWS Records (System Entry)'!$D$3)","v":"City of Alexandria Water System"},"1002 CHESTER ST","ALEXANDRIA","LA",71303,10714331,31.297764799999999,-92.458681400000003,null,"Unknown","Not Applicable","Don't Know",null,null,null,"Unknown","Not Applicable",null,null,"Lead Status Unknown"]
[{"$f":"IF(AND(ISBLANK(INDEX($G:$G,)), ISBLANK(INDEX($C:$C,))), \"\", 'PWS Records (System Entry)'!$D$4)","v":"LA1079001"},{"$f":"IF(AND(ISBLANK(INDEX($G:$G,)), ISBLANK(INDEX($C:$C,))), \"\", 'PWS Records (System Entry)'!$D$3)","v":"City of Alexandria Water System"},"2602 CULPEPPER RD","ALEXANDRIA","LA",71301,10714332,31.264329499999999,-92.464149300000003,null,"Unknown","Not Applicable","Don't Know",null,null,null,"Unknown","Not Applicable",null,null,"Lead Status Unknown"]
[{"$f":"IF(AND(ISBLANK(INDEX($G:$G,)), ISBLANK(INDEX($C:$C,))), \"\", 'PWS Records (System Entry)'!$D$4)","v":"LA1079001"},{"$f":"IF(AND(ISBLANK(INDEX($G:$G,)), ISBLANK(INDEX($C:$C,))), \"\", 'PWS Records (System Entry)'!$D$3)","v":"City of Alexandria Water System"},"1208 WILSHIRE DR","ALEXANDRIA","LA",71303,10714333,31.289082100000002,-92.478071400000005,null,"Unknown","Not Applicable","Don't Know",null,null,null,"Unknown","Not Applicable",null,null,"Lead Status Unknown"]
[{"$f":"IF(AND(ISBLANK(INDEX($G:$G,)), ISBLANK(INDEX($C:$C,))), \"\", 'PWS Records (System Entry)'!$D$4)","v":"LA1079001"},{"$f":"IF(AND(ISBLANK(INDEX($G:$G,)), ISBLANK(INDEX($C:$C,))), \"\", 'PWS Records (System Entry)'!$D$3)","v":"City of Alexandria Water System"},"1002 JACKSON ST","ALEXANDRIA","LA",71301,10714334,31.3086907,-92.4502004,null,"Unknown","Not Applicable","Don't Know",null,null,null,"Unknown","Not Applicable",null,null,"Lead Status Unknown"]
[{"$f":"IF(AND(ISBLANK(INDEX($G:$G,)), ISBLANK(INDEX($C:$C,))), \"\", 'PWS Records (System Entry)'!$D$4)","v":"LA1079001"},{"$f":"IF(AND(ISBLANK(INDEX($G:$G,)), ISBLANK(INDEX($C:$C,))), \"\", 'PWS Records (System Entry)'!$D$3)","v":"City of Alexandria Water System"},"1002 JACKSON ST","ALEXANDRIA","LA",71301,10714336,31.3086907,-92.4502004,null,"Unknown","Not Applicable","Don't Know",null,null,null,"Unknown","Not Applicable",null,null,"Lead Status Unknown"]
[{"$f":"IF(AND(ISBLANK(INDEX($G:$G,)), ISBLANK(INDEX($C:$C,))), \"\", 'PWS Records (System Entry)'!$D$4)","v":"LA1079001"},{"$f":"IF(AND(ISBLANK(INDEX($G:$G,)), ISBLANK(INDEX($C:$C,))), \"\", 'PWS Records (System Entry)'!$D$3)","v":"City of Alexandria Water System"},"2602 HORSESHOE DR","ALEXANDRIA","LA",71303,10714335,31.255693000000001,-92.470292000000001,null,"Non-Lead - Other","Installation Record (for example, tap card)","Don't Know",null,null,null,"Non-Lead - Other","Installation Record (for example, tap card)",null,null,"Non-Lead"]
[{"$f":"IF(AND(ISBLANK(INDEX($G:$G,)), ISBLANK(INDEX($C:$C,))), \"\", 'PWS Records (System Entry)'!$D$4)","v":"LA1079001"},{"$f":"IF(AND(ISBLANK(INDEX($G:$G,)), ISBLANK(INDEX($C:$C,))), \"\", 'PWS Records (System Entry)'!$D$3)","v":"City of Alexandria Water System"},"1208 YOIST ST","ALEXANDRIA","LA",71303,10714337,31.3186824,-92.464633500000005,null,"Unknown","Not Applicable","Don't Know",null,null,null,"Unknown","Not Applicable",null,null,"Lead Status Unknown"]
[{"$f":"IF(AND(ISBLANK(INDEX($G:$G,)), ISBLANK(INDEX($C:$C,))), \"\", 'PWS Records (System Entry)'!$D$4)","v":"LA1079001"},{"$f":"IF(AND(ISBLANK(INDEX($G:$G,)), ISBLANK(INDEX($C:$C,))), \"\", 'PWS Records (System Entry)'!$D$3)","v":"City of Alexandria Water System"},"2602 OVERTON ST","ALEXANDRIA","LA",71303,10714340,31.290909299999999,-92.450081299999994,null,"Non-Lead - Other","Installation Date after Lead Ban","Don't Know",null,null,null,"Non-Lead - Other","Installation Date after Lead Ban",null,null,{"$f":"IF(AND(INDEX($K:$K,)=\"\", INDEX($L:$L,)=\"\", INDEX($M:$M,)=\"\", INDEX($Q:$Q,)=\"\", INDEX($R:$R,)=\"\"), \"\", IF(OR(INDEX($K:$K,)=\"Lead\",INDEX($Q:$Q,)=\"Lead\"),\"Lead\",IF(OR(AND(OR(INDEX($M:$M,)=\"Yes\", INDEX($M:$M,)=\"Don't Know\", INDEX($M:$M,)=\"\"), INDEX($Q:$Q,)=\"Galvanized Iron/Steel\"), AND(INDEX($K:$K,)=\"Unknown\", INDEX($M:$M,)=\"No\", INDEX($Q:$Q,)=\"Galvanized Iron/Steel\")), \"Galvanized Requiring Replacement\", IF(OR(AND(OR(INDEX($K:$K,)=\"Galvanized Iron/Steel\", INDEX($K:$K,)=\"Non-Lead - Copper\", INDEX($K:$K,)=\"Non-Lead - Plastic\", INDEX($K:$K,)=\"Non-Lead - Other\", INDEX($K:$K,)=\"Non-Lead - Material Unknown\", INDEX($K:$K,)=\"No System Owned Portion\"), OR(INDEX($Q:$Q,)=\"Galvanized Iron/Steel\", INDEX($Q:$Q,)=\"Non-Lead - Copper\", INDEX($Q:$Q,)=\"Non-Lead - Plastic\", INDEX($Q:$Q,)=\"Non-Lead - Other\", INDEX($Q:$Q,)=\"Non-Lead - Predictive Model\", INDEX($Q:$Q,)=\"No Customer Owned Portion\")), AND(OR( INDEX($K:$K,)=\"Galvanized Iron/Steel\", INDEX($K:$K,)=\"Non-Lead - Copper\", INDEX($K:$K,)=\"Non-Lead - Plastic\", INDEX($K:$K,)=\"Non-Lead - Other\", INDEX($K:$K,)=\"Non-Lead - Material Unknown\", INDEX($K:$K,)=\"No System Owned Portion\"), INDEX($M:$M,)=\"No\", INDEX($Q:$Q,)=\"Non-Lead - Material Unknown\")), \"Non-Lead\", \"Lead Status Unknown\"))))","v":"Non-Lead"}]
[{"$f":"IF(AND(ISBLANK(INDEX($G:$G,)), ISBLANK(INDEX($C:$C,))), \"\", 'PWS Records (System Entry)'!$D$4)","v":"LA1079001"},{"$f":"IF(AND(ISBLANK(INDEX($G:$G,)), ISBLANK(INDEX($C:$C,))), \"\", 'PWS Records (System Entry)'!$D$3)","v":"City of Alexandria Water System"},"1002 MAUREEN ST","ALEXANDRIA","LA",71303,10714338,31.270025499999999,-92.488368199999996,null,"Unknown","Not Applicable","Don't Know",null,null,null,"Unknown","Not Applicable",null,null,"Lead Status Unknown"]
[{"$f":"IF(AND(ISBLANK(INDEX($G:$G,)), ISBLANK(INDEX($C:$C,))), \"\", 'PWS Records (System Entry)'!$D$4)","v":"LA1079001"},{"$f":"IF(AND(ISBLANK(INDEX($G:$G,)), ISBLANK(INDEX($C:$C,))), \"\", 'PWS Records (System Entry)'!$D$3)","v":"City of Alexandria Water System"},"1209 APPLEWHITE ST","ALEXANDRIA","LA",71303,10714339,31.295627700000001,-92.439331100000004,null,"Unknown","Not Applicable","Don't Know",null,null,null,"Unknown","Not Applicable",null,null,"Lead Status Unknown"]
[{"$f":"IF(AND(ISBLANK(INDEX($G:$G,)), ISBLANK(INDEX($C:$C,))), \"\", 'PWS Records (System Entry)'!$D$4)","v":"LA1079001"},{"$f":"IF(AND(ISBLANK(INDEX($G:$G,)), ISBLANK(INDEX($C:$C,))), \"\", 'PWS Records (System Entry)'!$D$3)","v":"City of Alexandria Water System"},"1002 N CITY PARK BLVD","ALEXANDRIA","LA",71303,10714341,31.293969000000001,-92.464094000000003,null,"Unknown","Not Applicable","Don't Know",null,null,null,"Unknown","Not Applicable",null,null,"Lead Status Unknown"]
[{"$f":"IF(AND(ISBLANK(INDEX($G:$G,)), ISBLANK(INDEX($C:$C,))), \"\", 'PWS Records (System Entry)'!$D$4)","v":"LA1079001"},{"$f":"IF(AND(ISBLANK(INDEX($G:$G,)), ISBLANK(INDEX($C:$C,))), \"\", 'PWS Records (System Entry)'!$D$3)","v":"City of Alexandria Water System"},"1002 N CITY PARK BLVD","ALEXANDRIA","LA",71303,10714344,31.293969000000001,-92.464094000000003,null,"Unknown","Not Applicable","Don't Know",null,null,null,"Unknown","Not Applicable",null,null,"Lead Status Unknown"]
[{"$f":"IF(AND(ISBLANK(INDEX($G:$G,)), ISBLANK(INDEX($C:$C,))), \"\", 'PWS Records (System Entry)'!$D$4)","v":"LA1079001"},{"$f":"IF(AND(ISBLANK(INDEX($G:$G,)), ISBLANK(INDEX($C:$C,))), \"\", 'PWS Records (System Entry)'!$D$3)","v":"City of Alexandria Water System"},"1209 BARRISTER ST","ALEXANDRIA","LA",71303,10714342,31.300761099999999,-92.453211800000005,null,"Unknown","Not Applicable","Don't Know",null,null,null,"Unknown","Not Applicable",null,null,"Lead Status Unknown"]
[{"$f":"IF(AND(ISBLANK(INDEX($G:$G,)), ISBLANK(INDEX($C:$C,))), \"\", 'PWS Records (System Entry)'!$D$4)","v":"LA1079001"},{"$f":"IF(AND(ISBLANK(INDEX($G:$G,)), ISBLANK(INDEX($C:$C,))), \"\", 'PWS Records (System Entry)'!$D$3)","v":"City of Alexandria Water System"},"2603 IRISH LN","ALEXANDRIA","LA",71303,10714343,31.280212800000001,-92.487052800000001,null,"Unknown","Not Applicable","Don't Know",null,null,null,"Unknown","Not Applicable",null,null,"Lead Status Unknown"]
[{"$f":"IF(AND(ISBLANK(INDEX($G:$G,)), ISBLANK(INDEX($C:$C,))), \"\", 'PWS Records (System Entry)'!$D$4)","v":"LA1079001"},{"$f":"IF(AND(ISBLANK(INDEX($G:$G,)), ISBLANK(INDEX($C:$C,))), \"\", 'PWS Records (System Entry)'!$D$3)","v":"City of Alexandria Water System"},"2603 MASON ST","ALEXANDRIA","LA",71303,10714346,31.290961599999999,-92.450985399999993,null,"Unknown","Not Applicable","Don't Know",null,null,null,"Unknown","Not Applicable",null,null,"Lead Status Unknown"]
[{"$f":"IF(AND(ISBLANK(INDEX($G:$G,)), ISBLANK(INDEX($C:$C,))), \"\", 'PWS Records (System Entry)'!$D$4)","v":"LA1079001"},{"$f":"IF(AND(ISBLANK(INDEX($G:$G,)), ISBLANK(INDEX($C:$C,))), \"\", 'PWS Records (System Entry)'!$D$3)","v":"City of Alexandria Water System"},"1209 YOIST ST","ALEXANDRIA","LA",71303,10714345,31.318150599999999,-92.465076499999995,null,"Unknown","Not Applicable","Don't Know",null,null,null,"Unknown","Not Applicable",null,null,"Lead Status Unknown"]
[{"$f":"IF(AND(ISBLANK(INDEX($G:$G,)), ISBLANK(INDEX($C:$C,))), \"\", 'PWS Records (System Entry)'!$D$4)","v":"LA1079001"},{"$f":"IF(AND(ISBLANK(INDEX($G:$G,)), ISBLANK(INDEX($C:$C,))), \"\", 'PWS Records (System Entry)'!$D$3)","v":"City of Alexandria Water System"},"1002 PACKARD DR","ALEXANDRIA","LA",71301,10714347,31.317060300000001,-92.526505200000003,null,"Unknown","Not Applicable","Don't Know",null,null,null,"Unknown","Not Applicable",null,null,"Lead Status Unknown"]
[{"$f":"IF(AND(ISBLANK(INDEX($G:$G,)), ISBLANK(INDEX($C:$C,))), \"\", 'PWS Records (System Entry)'!$D$4)","v":"LA1079001"},{"$f":"IF(AND(ISBLANK(INDEX($G:$G,)), ISBLANK(INDEX($C:$C,))), \"\", 'PWS Records (System Entry)'!$D$3)","v":"City of Alexandria Water System"},"121 20TH ST","ALEXANDRIA","LA",71303,10714348,31.3057534,-92.462539100000001,null,"Unknown","Not Applicable","Don't Know",null,null,null,"Unknown","Not Applicable",null,null,"Lead Status Unknown"]
[{"$f":"IF(AND(ISBLANK(INDEX($G:$G,)), ISBLANK(INDEX($C:$C,))), \"\", 'PWS Records (System Entry)'!$D$4)","v":"LA1079001"},{"$f":"IF(AND(ISBLANK(INDEX($G:$G,)), ISBLANK(INDEX($C:$C,))), \"\", 'PWS Records (System Entry)'!$D$3)","v":"City of Alexandria Water System"},"2603 OVERTON ST","ALEXANDRIA","LA",71303,10714349,31.290903,-92.450026699999995,null,"Non-Lead - Other","Installation Date after Lead Ban","Don't Know",null,null,null,"Non-Lead - Other","Installation Date after Lead Ban",null,null,"Non-Lead"]
[{"$f":"IF(AND(ISBLANK(INDEX($G:$G,)), ISBLANK(INDEX($C:$C,))), \"\", 'PWS Records (System Entry)'!$D$4)","v":"LA1079001"},{"$f":"IF(AND(ISBLANK(INDEX($G:$G,)), ISBLANK(INDEX($C:$C,))), \"\", 'PWS Records (System Entry)'!$D$3)","v":"City of Alexandria Water System"},"1002 PAPIN ST","ALEXANDRIA","LA",71303,10714350,31.291258200000001,-92.429439099999996,null,"Unknown","Not Applicable","Don't Know",null,null,null,"Unknown","Not Applicable",null,null,"Lead Status Unknown"]
[{"$f":"IF(AND(ISBLANK(INDEX($G:$G,)), ISBLANK(INDEX($C:$C,))), \"\", 'PWS Records (System Entry)'!$D$4)","v":"LA1079001"},{"$f":"IF(AND(ISBLANK(INDEX($G:$G,)), ISBLANK(INDEX($C:$C,))), \"\", 'PWS Records (System Entry)'!$D$3)","v":"City of Alexandria Water System"},"121 COOK AVE","ALEXANDRIA","LA",71303,10714351,31.3061683,-92.461426000000003,null,"Unknown","Not Applicable","Don't Know",null,null,null,"Unknown","Not Applicable",null,null,"Lead Status Unknown"]
[{"$f":"IF(AND(ISBLANK(INDEX($G:$G,)), ISBLANK(INDEX($C:$C,))), \"\", 'PWS Records (System Entry)'!$D$4)","v":"LA1079001"},{"$f":"IF(AND(ISBLANK(INDEX($G:$G,)), ISBLANK(INDEX($C:$C,))), \"\", 'PWS Records (System Entry)'!$D$3)","v":"City of Alexandria Water System"},"1002 SCHILLING DR BLDG 3924","ALEXANDRIA","LA",71303,10714352,31.317990300000002,-92.526531000000006,null,"Unknown","Not Applicable","Don't Know",null,null,null,"Unknown","Not Applicable",null,null,"Lead Status Unknown"]
[{"$f":"IF(AND(ISBLANK(INDEX($G:$G,)), ISBLANK(INDEX($C:$C,))), \"\", 'PWS Records (System Entry)'!$D$4)","v":"LA1079001"},{"$f":"IF(AND(ISBLANK(INDEX($G:$G,)), ISBLANK(INDEX($C:$C,))), \"\", 'PWS Records (System Entry)'!$D$3)","v":"City of Alexandria Water System"},"2604 DETROIT ST","ALEXANDRIA","LA",71303,10714353,31.287280299999999,-92.438351299999994,null,"Unknown","Not Applicable","Don't Know",null,null,null,"Unknown","Not Applicable",null,null,"Lead Status Unknown"]
[{"$f":"IF(AND(ISBLANK(INDEX($G:$G,)), ISBLANK(INDEX($C:$C,))), \"\", 'PWS Records (System Entry)'!$D$4)","v":"LA1079001"},{"$f":"IF(AND(ISBLANK(INDEX($G:$G,)), ISBLANK(INDEX($C:$C,))), \"\", 'PWS Records (System Entry)'!$D$3)","v":"City of Alexandria Water System"},"121 EVANRIDGE ST","ALEXANDRIA","LA",71303,10714354,31.232866099999999,-92.435094399999997,null,"Non-Lead - Other","Installation Record (for example, tap card)","Don't Know",null,null,null,"Non-Lead - Other","Installation Record (for example, tap card)",null,null,"Non-Lead"]
[{"$f":"IF(AND(ISBLANK(INDEX($G:$G,)), ISBLANK(INDEX($C:$C,))), \"\", 'PWS Records (System Entry)'!$D$4)","v":"LA1079001"},{"$f":"IF(AND(ISBLANK(INDEX($G:$G,)), ISBLANK(INDEX($C:$C,))), \"\", 'PWS Records (System Entry)'!$D$3)","v":"City of Alexandria Water System"},"1002 SEBILLE DR","ALEXANDRIA","LA",71303,10714355,31.316122499999999,-92.526556999999997,null,"Unknown","Not Applicable","Don't Know",null,null,null,"Unknown","Not Applicable",null,null,"Lead Status Unknown"]
[{"$f":"IF(AND(ISBLANK(INDEX($G:$G,)), ISBLANK(INDEX($C:$C,))), \"\", 'PWS Records (System Entry)'!$D$4)","v":"LA1079001"},{"$f":"IF(AND(ISBLANK(INDEX($G:$G,)), ISBLANK(INDEX($C:$C,))), \"\", 'PWS Records (System Entry)'!$D$3)","v":"City of Alexandria Water System"},"2604 HARRIS ST","ALEXANDRIA","LA",71303,10714356,31.290240699999998,-92.449003599999998,null,"Unknown","Not Applicable","Don't Know",null,null,null,"Unknown","Not Applicable",null,null,"Lead Status Unknown"]
[{"$f":"IF(AND(ISBLANK(INDEX($G:$G,)), ISBLANK(INDEX($C:$C,))), \"\", 'PWS Records (System Entry)'!$D$4)","v":"LA1079001"},{"$f":"IF(AND(ISBLANK(INDEX($G:$G,)), ISBLANK(INDEX($C:$C,))), \"\", 'PWS Records (System Entry)'!$D$3)","v":"City of Alexandria Water System"},"121 FOX FIRE LN","ALEXANDRIA","LA",71303,10714357,31.205566300000001,-92.409155900000002,null,"Non-Lead - Other","Installation Record (for example, tap card)","Don't Know",null,null,null,"Non-Lead - Other","Installation Record (for example, tap card)",null,null,"Non-Lead"]
[{"$f":"IF(AND(ISBLANK(INDEX($G:$G,)), ISBLANK(INDEX($C:$C,))), \"\", 'PWS Records (System Entry)'!$D$4)","v":"LA1079001"},{"$f":"IF(AND(ISBLANK(INDEX($G:$G,)), ISBLANK(INDEX($C:$C,))), \"\", 'PWS Records (System Entry)'!$D$3)","v":"City of Alexandria Water System"},"1002 STRACENER ST","ALEXANDRIA","LA",71303,10714358,31.3197075,-92.465655499999997,null,"Unknown","Not Applicable","Don't Know",null,null,null,"Unknown","Not Applicable",null,null,"Lead Status Unknown"]
[{"$f":"IF(AND(ISBLANK(INDEX($G:$G,)), ISBLANK(INDEX($C:$C,))), \"\", 'PWS Records (System Entry)'!$D$4)","v":"LA1079001"},{"$f":"IF(AND(ISBLANK(INDEX($G:$G,)), ISBLANK(INDEX($C:$C,))), \"\", 'PWS Records (System Entry)'!$D$3)","v":"City of Alexandria Water System"},"2604 HORSESHOE DR","ALEXANDRIA","LA",71303,10714359,31.2583661,-92.469091199999994,null,"Unknown","Not Applicable","Don't Know",null,null,null,"Unknown","Not Applicable",null,null,"Lead Status Unknown"]
[{"$f":"IF(AND(ISBLANK(INDEX($G:$G,)), ISBLANK(INDEX($C:$C,))), \"\", 'PWS Records (System Entry)'!$D$4)","v":"LA1079001"},{"$f":"IF(AND(ISBLANK(INDEX($G:$G,)), ISBLANK(INDEX($C:$C,))), \"\", 'PWS Records (System Entry)'!$D$3)","v":"City of Alexandria Water System"},"121 MARY LN","ALEXANDRIA","LA",71303,10714360,31.302126999999999,-92.471254999999999,null,"Unknown","Not Applicable","Don't Know",null,null,null,"Unknown","Not Applicable",null,null,"Lead Status Unknown"]
[{"$f":"IF(AND(ISBLANK(INDEX($G:$G,)), ISBLANK(INDEX($C:$C,))), \"\", 'PWS Records (System Entry)'!$D$4)","v":"LA1079001"},{"$f":"IF(AND(ISBLANK(INDEX($G:$G,)), ISBLANK(INDEX($C:$C,))), \"\", 'PWS Records (System Entry)'!$D$3)","v":"City of Alexandria Water System"},"1002 TEXAS AVE","ALEXANDRIA","LA",71303,10714361,31.2928295,-92.474442300000007,null,"Unknown","Not Applicable","Don't Know",null,null,null,"Unknown","Not Applicable",null,null,"Lead Status Unknown"]
[{"$f":"IF(AND(ISBLANK(INDEX($G:$G,)), ISBLANK(INDEX($C:$C,))), \"\", 'PWS Records (System Entry)'!$D$4)","v":"LA1079001"},{"$f":"IF(AND(ISBLANK(INDEX($G:$G,)), ISBLANK(INDEX($C:$C,))), \"\", 'PWS Records (System Entry)'!$D$3)","v":"City of Alexandria Water System"},"2604 IRISH LN","ALEXANDRIA","LA",71303,10714362,31.280212800000001,-92.487052800000001,null,"Unknown","Not Applicable","Don't Know",null,null,null,"Unknown","Not Applicable",null,null,"Lead Status Unknown"]
[{"$f":"IF(AND(ISBLANK(INDEX($G:$G,)), ISBLANK(INDEX($C:$C,))), \"\", 'PWS Records (System Entry)'!$D$4)","v":"LA1079001"},{"$f":"IF(AND(ISBLANK(INDEX($G:$G,)), ISBLANK(INDEX($C:$C,))), \"\", 'PWS Records (System Entry)'!$D$3)","v":"City of Alexandria Water System"},"121 N BOLTON AVE","ALEXANDRIA","LA",71301,10714363,31.311948300000001,-92.463289500000002,null,"Unknown","Not Applicable","Don't Know",null,null,null,"Unknown","Not Applicable",null,null,"Lead Status Unknown"]
[{"$f":"IF(AND(ISBLANK(INDEX($G:$G,)), ISBLANK(INDEX($C:$C,))), \"\", 'PWS Records (System Entry)'!$D$4)","v":"LA1079001"},{"$f":"IF(AND(ISBLANK(INDEX($G:$G,)), ISBLANK(INDEX($C:$C,))), \"\", 'PWS Records (System Entry)'!$D$3)","v":"City of Alexandria Water System"},"1003 APPLEWHITE ST","ALEXANDRIA","LA",71303,10714364,31.2978588,-92.438575700000001,null,"Non-Lead - Other","Installation Date after Lead Ban","Don't Know",null,null,null,"Non-Lead - Other","Installation Date after Lead Ban",null,null,"Non-Lead"]
[{"$f":"IF(AND(ISBLANK(INDEX($G:$G,)), ISBLANK(INDEX($C:$C,))), \"\", 'PWS Records (System Entry)'!$D$4)","v":"LA1079001"},{"$f":"IF(AND(ISBLANK(INDEX($G:$G,)), ISBLANK(INDEX($C:$C,))), \"\", 'PWS Records (System Entry)'!$D$3)","v":"City of Alexandria Water System"},"2604 JACKSON ST","ALEXANDRIA","LA",71303,10714365,31.2952081,-92.465001299999997,null,"Unknown","Not Applicable","Don't Know",null,null,null,"Unknown","Not Applicable",null,null,"Lead Status Unknown"]
[{"$f":"IF(AND(ISBLANK(INDEX($G:$G,)), ISBLANK(INDEX($C:$C,))), \"\", 'PWS Records (System Entry)'!$D$4)","v":"LA1079001"},{"$f":"IF(AND(ISBLANK(INDEX($G:$G,)), ISBLANK(INDEX($C:$C,))), \"\", 'PWS Records (System Entry)'!$D$3)","v":"City of Alexandria Water System"},"121 ST ANDREWS DR","ALEXANDRIA","LA",71303,10714366,31.298643999999999,-92.544764999999998,null,"Non-Lead - Other","Installation Record (for example, tap card)","Don't Know",null,null,null,"Non-Lead - Other","Installation Record (for example, tap card)",null,null,"Non-Lead"]
[{"$f":"IF(AND(ISBLANK(INDEX($G:$G,)), ISBLANK(INDEX($C:$C,))), \"\", 'PWS Records (System Entry)'!$D$4)","v":"LA1079001"},{"$f":"IF(AND(ISBLANK(INDEX($G:$G,)), ISBLANK(INDEX($C:$C,))), \"\", 'PWS Records (System Entry)'!$D$3)","v":"City of Alexandria Water System"},"1003 BOLTON AVE","ALEXANDRIA","LA",71303,10714367,31.303638800000002,-92.453042199999999,null,"Unknown","Not Applicable","Don't Know",null,null,null,"Unknown","Not Applicable",null,null,"Lead Status Unknown"]
[{"$f":"IF(AND(ISBLANK(INDEX($G:$G,)), ISBLANK(INDEX($C:$C,))), \"\", 'PWS Records (System Entry)'!$D$4)","v":"LA1079001"},{"$f":"IF(AND(ISBLANK(INDEX($G:$G,)), ISBLANK(INDEX($C:$C,))), \"\", 'PWS Records (System Entry)'!$D$3)","v":"City of Alexandria Water System"},"2604 OVERTON ST","ALEXANDRIA","LA",71303,10714368,31.2907665,-92.450093499999994,null,"Unknown","Not Applicable","Don't Know",null,null,null,"Unknown","Not Applicable",null,null,"Lead Status Unknown"]
[{"$f":"IF(AND(ISBLANK(INDEX($G:$G,)), ISBLANK(INDEX($C:$C,))), \"\", 'PWS Records (System Entry)'!$D$4)","v":"LA1079001"},{"$f":"IF(AND(ISBLANK(INDEX($G:$G,)), ISBLANK(INDEX($C:$C,))), \"\", 'PWS Records (System Entry)'!$D$3)","v":"City of Alexandria Water System"},"1003 BROOKS BLVD","ALEXANDRIA","LA",71303,10714370,31.303283199999999,-92.514464700000005,null,"Unknown","Not Applicable","Don't Know",null,null,null,"Unknown","Not Applicable",null,null,"Lead Status Unknown"]
[{"$f":"IF(AND(ISBLANK(INDEX($G:$G,)), ISBLANK(INDEX($C:$C,))), \"\", 'PWS Records (System Entry)'!$D$4)","v":"LA1079001"},{"$f":"IF(AND(ISBLANK(INDEX($G:$G,)), ISBLANK(INDEX($C:$C,))), \"\", 'PWS Records (System Entry)'!$D$3)","v":"City of Alexandria Water System"},"121 SUNRIDGE DR","ALEXANDRIA","LA",71303,10714369,31.231423700000001,-92.431838499999998,null,"Unknown","Not Applicable","Don't Know",null,null,null,"Unknown","Not Applicable",null,null,"Lead Status Unknown"]
[{"$f":"IF(AND(ISBLANK(INDEX($G:$G,)), ISBLANK(INDEX($C:$C,))), \"\", 'PWS Records (System Entry)'!$D$4)","v":"LA1079001"},{"$f":"IF(AND(ISBLANK(INDEX($G:$G,)), ISBLANK(INDEX($C:$C,))), \"\", 'PWS Records (System Entry)'!$D$3)","v":"City of Alexandria Water System"},"2605 3RD ST","ALEXANDRIA","LA",71303,10714371,31.301190200000001,-92.432110300000005,null,"Non-Lead - Other","Installation Date after Lead Ban","Don't Know",null,null,null,"Non-Lead - Other","Installation Date after Lead Ban",null,null,"Non-Lead"]
[{"$f":"IF(AND(ISBLANK(INDEX($G:$G,)), ISBLANK(INDEX($C:$C,))), \"\", 'PWS Records (System Entry)'!$D$4)","v":"LA1079001"},{"$f":"IF(AND(ISBLANK(INDEX($G:$G,)), ISBLANK(INDEX($C:$C,))), \"\", 'PWS Records (System Entry)'!$D$3)","v":"City of Alexandria Water System"},"1210 APPLEWHITE ST","ALEXANDRIA","LA",71303,10714372,31.2956337,-92.439387400000001,null,"Unknown","Not Applicable","Don't Know",null,null,null,"Unknown","Not Applicable",null,null,"Lead Status Unknown"]
[{"$f":"IF(AND(ISBLANK(INDEX($G:$G,)), ISBLANK(INDEX($C:$C,))), \"\", 'PWS Records (System Entry)'!$D$4)","v":"LA1079001"},{"$f":"IF(AND(ISBLANK(INDEX($G:$G,)), ISBLANK(INDEX($C:$C,))), \"\", 'PWS Records (System Entry)'!$D$3)","v":"City of Alexandria Water System"},"1003 CALAIS CIR","ALEXANDRIA","LA",71303,10714373,31.2743514,-92.485876899999994,null,"Unknown","Not Applicable","Don't Know",null,null,null,"Unknown","Not Applicable",null,null,"Lead Status Unknown"]
[{"$f":"IF(AND(ISBLANK(INDEX($G:$G,)), ISBLANK(INDEX($C:$C,))), \"\", 'PWS Records (System Entry)'!$D$4)","v":"LA1079001"},{"$f":"IF(AND(ISBLANK(INDEX($G:$G,)), ISBLANK(INDEX($C:$C,))), \"\", 'PWS Records (System Entry)'!$D$3)","v":"City of Alexandria Water System"},"1210 BOLTON AVE","ALEXANDRIA","LA",71303,10714374,31.302445500000001,-92.451715699999994,null,"Unknown","Not Applicable","Don't Know",null,null,null,"Unknown","Not Applicable",null,null,"Lead Status Unknown"]
[{"$f":"IF(AND(ISBLANK(INDEX($G:$G,)), ISBLANK(INDEX($C:$C,))), \"\", 'PWS Records (System Entry)'!$D$4)","v":"LA1079001"},{"$f":"IF(AND(ISBLANK(INDEX($G:$G,)), ISBLANK(INDEX($C:$C,))), \"\", 'PWS Records (System Entry)'!$D$3)","v":"City of Alexandria Water System"},"2605 8TH ST","ALEXANDRIA","LA",71303,10714375,31.298152999999999,-92.434878900000001,null,"Unknown","Not Applicable","Don't Know",null,null,null,"Unknown","Not Applicable",null,null,"Lead Status Unknown"]
[{"$f":"IF(AND(ISBLANK(INDEX($G:$G,)), ISBLANK(INDEX($C:$C,))), \"\", 'PWS Records (System Entry)'!$D$4)","v":"LA1079001"},{"$f":"IF(AND(ISBLANK(INDEX($G:$G,)), ISBLANK(INDEX($C:$C,))), \"\", 'PWS Records (System Entry)'!$D$3)","v":"City of Alexandria Water System"},"1003 CANDY LN","ALEXANDRIA","LA",71303,10714376,31.291342400000001,-92.481003099999995,null,"Unknown","Not Applicable","Don't Know",null,null,null,"Unknown","Not Applicable",null,null,"Lead Status Unknown"]
[{"$f":"IF(AND(ISBLANK(INDEX($G:$G,)), ISBLANK(INDEX($C:$C,))), \"\", 'PWS Records (System Entry)'!$D$4)","v":"LA1079001"},{"$f":"IF(AND(ISBLANK(INDEX($G:$G,)), ISBLANK(INDEX($C:$C,))), \"\", 'PWS Records (System Entry)'!$D$3)","v":"City of Alexandria Water System"},"1210 DALLAS AVE","ALEXANDRIA","LA",71303,10714377,31.285101600000001,-92.445159200000006,null,"Unknown","Not Applicable","Don't Know",null,null,null,"Unknown","Not Applicable",null,null,"Lead Status Unknown"]
[{"$f":"IF(AND(ISBLANK(INDEX($G:$G,)), ISBLANK(INDEX($C:$C,))), \"\", 'PWS Records (System Entry)'!$D$4)","v":"LA1079001"},{"$f":"IF(AND(ISBLANK(INDEX($G:$G,)), ISBLANK(INDEX($C:$C,))), \"\", 'PWS Records (System Entry)'!$D$3)","v":"City of Alexandria Water System"},"1210 DALLAS AVE","ALEXANDRIA","LA",71303,10714380,31.285101600000001,-92.445159200000006,null,"Unknown","Not Applicable","Don't Know",null,null,null,"Unknown","Not Applicable",null,null,"Lead Status Unknown"]
[{"$f":"IF(AND(ISBLANK(INDEX($G:$G,)), ISBLANK(INDEX($C:$C,))), \"\", 'PWS Records (System Entry)'!$D$4)","v":"LA1079001"},{"$f":"IF(AND(ISBLANK(INDEX($G:$G,)), ISBLANK(INDEX($C:$C,))), \"\", 'PWS Records (System Entry)'!$D$3)","v":"City of Alexandria Water System"},"1003 CHENEY ST","ALEXANDRIA","LA",71303,10714378,31.297194300000001,-92.459499500000007,null,"Unknown","Not Applicable","Don't Know",null,null,null,"Unknown","Not Applicable",null,null,"Lead Status Unknown"]
[{"$f":"IF(AND(ISBLANK(INDEX($G:$G,)), ISBLANK(INDEX($C:$C,))), \"\", 'PWS Records (System Entry)'!$D$4)","v":"LA1079001"},{"$f":"IF(AND(ISBLANK(INDEX($G:$G,)), ISBLANK(INDEX($C:$C,))), \"\", 'PWS Records (System Entry)'!$D$3)","v":"City of Alexandria Water System"},"2605 DETROIT ST","ALEXANDRIA","LA",71303,10714379,31.2866675,-92.438436400000001,null,"Unknown","Not Applicable","Don't Know",null,null,null,"Unknown","Not Applicable",null,null,"Lead Status Unknown"]
[{"$f":"IF(AND(ISBLANK(INDEX($G:$G,)), ISBLANK(INDEX($C:$C,))), \"\", 'PWS Records (System Entry)'!$D$4)","v":"LA1079001"},{"$f":"IF(AND(ISBLANK(INDEX($G:$G,)), ISBLANK(INDEX($C:$C,))), \"\", 'PWS Records (System Entry)'!$D$3)","v":"City of Alexandria Water System"},"1003 CINDERELLA CT","ALEXANDRIA","LA",71303,10714381,31.290964800000001,-92.481827999999993,null,"Unknown","Not Applicable","Don't Know",null,null,null,"Unknown","Not Applicable",null,null,"Lead Status Unknown"]
[{"$f":"IF(AND(ISBLANK(INDEX($G:$G,)), ISBLANK(INDEX($C:$C,))), \"\", 'PWS Records (System Entry)'!$D$4)","v":"LA1079001"},{"$f":"IF(AND(ISBLANK(INDEX($G:$G,)), ISBLANK(INDEX($C:$C,))), \"\", 'PWS Records (System Entry)'!$D$3)","v":"City of Alexandria Water System"},"2605 ELLIOTT ST","ALEXANDRIA","LA",71303,10714382,31.296663800000001,-92.466718499999999,null,"Unknown","Not Applicable","Don't Know",null,null,null,"Unknown","Not Applicable",null,null,"Lead Status Unknown"]
[{"$f":"IF(AND(ISBLANK(INDEX($G:$G,)), ISBLANK(INDEX($C:$C,))), \"\", 'PWS Records (System Entry)'!$D$4)","v":"LA1079001"},{"$f":"IF(AND(ISBLANK(INDEX($G:$G,)), ISBLANK(INDEX($C:$C,))), \"\", 'PWS Records (System Entry)'!$D$3)","v":"City of Alexandria Water System"},"1210 NORMAN DR APT A","ALEXANDRIA","LA",71303,10714383,31.325595100000001,-92.523271899999997,null,"Unknown","Not Applicable","Don't Know",null,null,null,"Unknown","Not Applicable",null,null,"Lead Status Unknown"]
[{"$f":"IF(AND(ISBLANK(INDEX($G:$G,)), ISBLANK(INDEX($C:$C,))), \"\", 'PWS Records (System Entry)'!$D$4)","v":"LA1079001"},{"$f":"IF(AND(ISBLANK(INDEX($G:$G,)), ISBLANK(INDEX($C:$C,))), \"\", 'PWS Records (System Entry)'!$D$3)","v":"City of Alexandria Water System"},"1003 COUNCIL DR BLDG 4220-A","ALEXANDRIA","LA",71303,10714384,31.326217199999999,-92.524359500000003,null,"Unknown","Not Applicable","Don't Know",null,null,null,"Unknown","Not Applicable",null,null,"Lead Status Unknown"]
[{"$f":"IF(AND(ISBLANK(INDEX($G:$G,)), ISBLANK(INDEX($C:$C,))), \"\", 'PWS Records (System Entry)'!$D$4)","v":"LA1079001"},{"$f":"IF(AND(ISBLANK(INDEX($G:$G,)), ISBLANK(INDEX($C:$C,))), \"\", 'PWS Records (System Entry)'!$D$3)","v":"City of Alexandria Water System"},"2605 ENTERPRISE RD","ALEXANDRIA","LA",71303,10714386,31.321672499999998,-92.480981999999997,null,"Unknown","Not Applicable","Don't Know",null,null,null,"Unknown","Not Applicable",null,null,"Lead Status Unknown"]
[{"$f":"IF(AND(ISBLANK(INDEX($G:$G,)), ISBLANK(INDEX($C:$C,))), \"\", 'PWS Records (System Entry)'!$D$4)","v":"LA1079001"},{"$f":"IF(AND(ISBLANK(INDEX($G:$G,)), ISBLANK(INDEX($C:$C,))), \"\", 'PWS Records (System Entry)'!$D$3)","v":"City of Alexandria Water System"},"1210 NORMAN DR APT B","ALEXANDRIA","LA",71307,10714385,31.325595100000001,-92.523271899999997,null,"Unknown","Not Applicable","Don't Know",null,null,null,"Unknown","Not Applicable",null,null,"Lead Status Unknown"]
[{"$f":"IF(AND(ISBLANK(INDEX($G:$G,)), ISBLANK(INDEX($C:$C,))), \"\", 'PWS Records (System Entry)'!$D$4)","v":"LA1079001"},{"$f":"IF(AND(ISBLANK(INDEX($G:$G,)), ISBLANK(INDEX($C:$C,))), \"\", 'PWS Records (System Entry)'!$D$3)","v":"City of Alexandria Water System"},"1003 COUNCIL DR BLDG 4220-B","ALEXANDRIA","LA",71303,10714387,31.326217199999999,-92.524359500000003,null,"Unknown","Not Applicable","Don't Know",null,null,null,"Unknown","Not Applicable",null,null,"Lead Status Unknown"]
[{"$f":"IF(AND(ISBLANK(INDEX($G:$G,)), ISBLANK(INDEX($C:$C,))), \"\", 'PWS Records (System Entry)'!$D$4)","v":"LA1079001"},{"$f":"IF(AND(ISBLANK(INDEX($G:$G,)), ISBLANK(INDEX($C:$C,))), \"\", 'PWS Records (System Entry)'!$D$3)","v":"City of Alexandria Water System"},"1210 ROYCE DR BLDG 3625","ALEXANDRIA","LA",71322,10714388,31.319061399999999,-92.523111200000002,null,"Unknown","Not Applicable","Don't Know",null,null,null,"Unknown","Not Applicable",null,null,"Lead Status Unknown"]
[{"$f":"IF(AND(ISBLANK(INDEX($G:$G,)), ISBLANK(INDEX($C:$C,))), \"\", 'PWS Records (System Entry)'!$D$4)","v":"LA1079001"},{"$f":"IF(AND(ISBLANK(INDEX($G:$G,)), ISBLANK(INDEX($C:$C,))), \"\", 'PWS Records (System Entry)'!$D$3)","v":"City of Alexandria Water System"},"2605 IRISH LN","ALEXANDRIA","LA",71303,10714389,31.280212800000001,-92.487052800000001,null,"Unknown","Not Applicable","Don't Know",null,null,null,"Unknown","Not Applicable",null,null,"Lead Status Unknown"]
[{"$f":"IF(AND(ISBLANK(INDEX($G:$G,)), ISBLANK(INDEX($C:$C,))), \"\", 'PWS Records (System Entry)'!$D$4)","v":"LA1079001"},{"$f":"IF(AND(ISBLANK(INDEX($G:$G,)), ISBLANK(INDEX($C:$C,))), \"\", 'PWS Records (System Entry)'!$D$3)","v":"City of Alexandria Water System"},"1003 DAOUST DR BLDG 4611-B","ALEXANDRIA","LA",71303,10714390,31.325026099999999,-92.527564299999995,null,"Unknown","Not Applicable","Don't Know",null,null,null,"Unknown","Not Applicable",null,null,"Lead Status Unknown"]
[{"$f":"IF(AND(ISBLANK(INDEX($G:$G,)), ISBLANK(INDEX($C:$C,))), \"\", 'PWS Records (System Entry)'!$D$4)","v":"LA1079001"},{"$f":"IF(AND(ISBLANK(INDEX($G:$G,)), ISBLANK(INDEX($C:$C,))), \"\", 'PWS Records (System Entry)'!$D$3)","v":"City of Alexandria Water System"},"1210 SCHNACK ST","ALEXANDRIA","LA",71303,10714391,31.298275499999999,-92.450853899999998,null,"Unknown","Not Applicable","Don't Know",null,null,null,"Unknown","Not Applicable",null,null,"Lead Status Unknown"]
[{"$f":"IF(AND(ISBLANK(INDEX($G:$G,)), ISBLANK(INDEX($C:$C,))), \"\", 'PWS Records (System Entry)'!$D$4)","v":"LA1079001"},{"$f":"IF(AND(ISBLANK(INDEX($G:$G,)), ISBLANK(INDEX($C:$C,))), \"\", 'PWS Records (System Entry)'!$D$3)","v":"City of Alexandria Water System"},"2605 LASALLE DR","ALEXANDRIA","LA",71303,10714392,31.3199243,-92.480731000000006,null,"Unknown","Not Applicable","Don't Know",null,null,null,"Unknown","Not Applicable",null,null,"Lead Status Unknown"]
[{"$f":"IF(AND(ISBLANK(INDEX($G:$G,)), ISBLANK(INDEX($C:$C,))), \"\", 'PWS Records (System Entry)'!$D$4)","v":"LA1079001"},{"$f":"IF(AND(ISBLANK(INDEX($G:$G,)), ISBLANK(INDEX($C:$C,))), \"\", 'PWS Records (System Entry)'!$D$3)","v":"City of Alexandria Water System"},"1003 DAOUST DR BLDG 4611-A","ALEXANDRIA","LA",71303,10714393,31.325026099999999,-92.527564299999995,null,"Unknown","Not Applicable","Don't Know",null,null,null,"Unknown","Not Applicable",null,null,"Lead Status Unknown"]
[{"$f":"IF(AND(ISBLANK(INDEX($G:$G,)), ISBLANK(INDEX($C:$C,))), \"\", 'PWS Records (System Entry)'!$D$4)","v":"LA1079001"},{"$f":"IF(AND(ISBLANK(INDEX($G:$G,)), ISBLANK(INDEX($C:$C,))), \"\", 'PWS Records (System Entry)'!$D$3)","v":"City of Alexandria Water System"},"1210 YOIST ST","ALEXANDRIA","LA",71303,10714394,31.318239699999999,-92.465060300000005,null,"Unknown","Not Applicable","Don't Know",null,null,null,"Unknown","Not Applicable",null,null,"Lead Status Unknown"]
[{"$f":"IF(AND(ISBLANK(INDEX($G:$G,)), ISBLANK(INDEX($C:$C,))), \"\", 'PWS Records (System Entry)'!$D$4)","v":"LA1079001"},{"$f":"IF(AND(ISBLANK(INDEX($G:$G,)), ISBLANK(INDEX($C:$C,))), \"\", 'PWS Records (System Entry)'!$D$3)","v":"City of Alexandria Water System"},"2605 NEW YORK AVE","ALEXANDRIA","LA",71303,10714395,31.287363800000001,-92.439275899999998,null,"Unknown","Not Applicable","Don't Know",null,null,null,"Unknown","Not Applicable",null,null,"Lead Status Unknown"]
[{"$f":"IF(AND(ISBLANK(INDEX($G:$G,)), ISBLANK(INDEX($C:$C,))), \"\", 'PWS Records (System Entry)'!$D$4)","v":"LA1079001"},{"$f":"IF(AND(ISBLANK(INDEX($G:$G,)), ISBLANK(INDEX($C:$C,))), \"\", 'PWS Records (System Entry)'!$D$3)","v":"City of Alexandria Water System"},"1003 GRETEL CT","ALEXANDRIA","LA",71303,10714396,31.291575699999999,-92.479915300000002,null,"Unknown","Not Applicable","Don't Know",null,null,null,"Unknown","Not Applicable",null,null,"Lead Status Unknown"]
[{"$f":"IF(AND(ISBLANK(INDEX($G:$G,)), ISBLANK(INDEX($C:$C,))), \"\", 'PWS Records (System Entry)'!$D$4)","v":"LA1079001"},{"$f":"IF(AND(ISBLANK(INDEX($G:$G,)), ISBLANK(INDEX($C:$C,))), \"\", 'PWS Records (System Entry)'!$D$3)","v":"City of Alexandria Water System"},"1211 CANTERBURY DR","ALEXANDRIA","LA",71303,10714397,31.288192899999999,-92.479748900000004,null,"Unknown","Not Applicable","Don't Know",null,null,null,"Unknown","Not Applicable",null,null,"Lead Status Unknown"]
[{"$f":"IF(AND(ISBLANK(INDEX($G:$G,)), ISBLANK(INDEX($C:$C,))), \"\", 'PWS Records (System Entry)'!$D$4)","v":"LA1079001"},{"$f":"IF(AND(ISBLANK(INDEX($G:$G,)), ISBLANK(INDEX($C:$C,))), \"\", 'PWS Records (System Entry)'!$D$3)","v":"City of Alexandria Water System"},"1003 HANSEL DR","ALEXANDRIA","LA",71303,10714398,31.291928599999999,-92.479104199999995,null,"Unknown","Not Applicable","Don't Know",null,null,null,"Unknown","Not Applicable",null,null,"Lead Status Unknown"]
[{"$f":"IF(AND(ISBLANK(INDEX($G:$G,)), ISBLANK(INDEX($C:$C,))), \"\", 'PWS Records (System Entry)'!$D$4)","v":"LA1079001"},{"$f":"IF(AND(ISBLANK(INDEX($G:$G,)), ISBLANK(INDEX($C:$C,))), \"\", 'PWS Records (System Entry)'!$D$3)","v":"City of Alexandria Water System"},"2606 HOUSTON ST","ALEXANDRIA","LA",71303,10714399,31.290031299999999,-92.446686900000003,null,"Unknown","Not Applicable","Don't Know",null,null,null,"Unknown","Not Applicable",null,null,"Lead Status Unknown"]
[{"$f":"IF(AND(ISBLANK(INDEX($G:$G,)), ISBLANK(INDEX($C:$C,))), \"\", 'PWS Records (System Entry)'!$D$4)","v":"LA1079001"},{"$f":"IF(AND(ISBLANK(INDEX($G:$G,)), ISBLANK(INDEX($C:$C,))), \"\", 'PWS Records (System Entry)'!$D$3)","v":"City of Alexandria Water System"},"1211 FURBY ST","ALEXANDRIA","LA",71303,10714400,31.318950000000001,-92.466170700000006,null,"Unknown","Not Applicable","Don't Know",null,null,null,"Unknown","Not Applicable",null,null,"Lead Status Unknown"]
[{"$f":"IF(AND(ISBLANK(INDEX($G:$G,)), ISBLANK(INDEX($C:$C,))), \"\", 'PWS Records (System Entry)'!$D$4)","v":"LA1079001"},{"$f":"IF(AND(ISBLANK(INDEX($G:$G,)), ISBLANK(INDEX($C:$C,))), \"\", 'PWS Records (System Entry)'!$D$3)","v":"City of Alexandria Water System"},"1003 HEYMAN LN","ALEXANDRIA","LA",71303,10714401,31.290462900000001,-92.483820899999998,null,"Unknown","Not Applicable","Don't Know",null,null,null,"Unknown","Not Applicable",null,null,"Lead Status Unknown"]
[{"$f":"IF(AND(ISBLANK(INDEX($G:$G,)), ISBLANK(INDEX($C:$C,))), \"\", 'PWS Records (System Entry)'!$D$4)","v":"LA1079001"},{"$f":"IF(AND(ISBLANK(INDEX($G:$G,)), ISBLANK(INDEX($C:$C,))), \"\", 'PWS Records (System Entry)'!$D$3)","v":"City of Alexandria Water System"},"1211 HEYMAN LN","ALEXANDRIA","LA",71303,10714402,31.286917800000001,-92.482141200000001,null,"Unknown","Not Applicable","Don't Know",null,null,null,"Unknown","Not Applicable",null,null,{"$f":"IF(AND(INDEX($K:$K,)=\"\", INDEX($L:$L,)=\"\", INDEX($M:$M,)=\"\", INDEX($Q:$Q,)=\"\", INDEX($R:$R,)=\"\"), \"\", IF(OR(INDEX($K:$K,)=\"Lead\",INDEX($Q:$Q,)=\"Lead\"),\"Lead\",IF(OR(AND(OR(INDEX($M:$M,)=\"Yes\", INDEX($M:$M,)=\"Don't Know\", INDEX($M:$M,)=\"\"), INDEX($Q:$Q,)=\"Galvanized Iron/Steel\"), AND(INDEX($K:$K,)=\"Unknown\", INDEX($M:$M,)=\"No\", INDEX($Q:$Q,)=\"Galvanized Iron/Steel\")), \"Galvanized Requiring Replacement\", IF(OR(AND(OR(INDEX($K:$K,)=\"Galvanized Iron/Steel\", INDEX($K:$K,)=\"Non-Lead - Copper\", INDEX($K:$K,)=\"Non-Lead - Plastic\", INDEX($K:$K,)=\"Non-Lead - Other\", INDEX($K:$K,)=\"Non-Lead - Material Unknown\", INDEX($K:$K,)=\"No System Owned Portion\"), OR(INDEX($Q:$Q,)=\"Galvanized Iron/Steel\", INDEX($Q:$Q,)=\"Non-Lead - Copper\", INDEX($Q:$Q,)=\"Non-Lead - Plastic\", INDEX($Q:$Q,)=\"Non-Lead - Other\", INDEX($Q:$Q,)=\"Non-Lead - Predictive Model\", INDEX($Q:$Q,)=\"No Customer Owned Portion\")), AND(OR( INDEX($K:$K,)=\"Galvanized Iron/Steel\", INDEX($K:$K,)=\"Non-Lead - Copper\", INDEX($K:$K,)=\"Non-Lead - Plastic\", INDEX($K:$K,)=\"Non-Lead - Other\", INDEX($K:$K,)=\"Non-Lead - Material Unknown\", INDEX($K:$K,)=\"No System Owned Portion\"), INDEX($M:$M,)=\"No\", INDEX($Q:$Q,)=\"Non-Lead - Material Unknown\")), \"Non-Lead\", \"Lead Status Unknown\"))))","v":"Lead Status Unknown"}]
[{"$f":"IF(AND(ISBLANK(INDEX($G:$G,)), ISBLANK(INDEX($C:$C,))), \"\", 'PWS Records (System Entry)'!$D$4)","v":"LA1079001"},{"$f":"IF(AND(ISBLANK(INDEX($G:$G,)), ISBLANK(INDEX($C:$C,))), \"\", 'PWS Records (System Entry)'!$D$3)","v":"City of Alexandria Water System"},"1211 HEYMAN LN","ALEXANDRIA","LA",71303,10714405,31.286917800000001,-92.482141200000001,null,"Unknown","Not Applicable","Don't Know",null,null,null,"Unknown","Not Applicable",null,null,"Lead Status Unknown"]
[{"$f":"IF(AND(ISBLANK(INDEX($G:$G,)), ISBLANK(INDEX($C:$C,))), \"\", 'PWS Records (System Entry)'!$D$4)","v":"LA1079001"},{"$f":"IF(AND(ISBLANK(INDEX($G:$G,)), ISBLANK(INDEX($C:$C,))), \"\", 'PWS Records (System Entry)'!$D$3)","v":"City of Alexandria Water System"},"2606 IRISH LN","ALEXANDRIA","LA",71303,10714403,31.280212800000001,-92.487052800000001,null,"Unknown","Not Applicable","Don't Know",null,null,null,"Unknown","Not Applicable",null,null,"Lead Status Unknown"]
[{"$f":"IF(AND(ISBLANK(INDEX($G:$G,)), ISBLANK(INDEX($C:$C,))), \"\", 'PWS Records (System Entry)'!$D$4)","v":"LA1079001"},{"$f":"IF(AND(ISBLANK(INDEX($G:$G,)), ISBLANK(INDEX($C:$C,))), \"\", 'PWS Records (System Entry)'!$D$3)","v":"City of Alexandria Water System"},"1003 IDA ST","ALEXANDRIA","LA",71303,10714404,31.275575,-92.483556500000006,null,"Unknown","Not Applicable","Don't Know",null,null,null,"Unknown","Not Applicable",null,null,"Lead Status Unknown"]
[{"$f":"IF(AND(ISBLANK(INDEX($G:$G,)), ISBLANK(INDEX($C:$C,))), \"\", 'PWS Records (System Entry)'!$D$4)","v":"LA1079001"},{"$f":"IF(AND(ISBLANK(INDEX($G:$G,)), ISBLANK(INDEX($C:$C,))), \"\", 'PWS Records (System Entry)'!$D$3)","v":"City of Alexandria Water System"},"2606 LASALLE DR","ALEXANDRIA","LA",71303,10714406,31.319970300000001,-92.480760799999999,null,"Unknown","Not Applicable","Don't Know",null,null,null,"Unknown","Not Applicable",null,null,"Lead Status Unknown"]
[{"$f":"IF(AND(ISBLANK(INDEX($G:$G,)), ISBLANK(INDEX($C:$C,))), \"\", 'PWS Records (System Entry)'!$D$4)","v":"LA1079001"},{"$f":"IF(AND(ISBLANK(INDEX($G:$G,)), ISBLANK(INDEX($C:$C,))), \"\", 'PWS Records (System Entry)'!$D$3)","v":"City of Alexandria Water System"},"1003 JOHN THOMAS ST","ALEXANDRIA","LA",71303,10714407,31.294684,-92.433485300000001,null,"Unknown","Not Applicable","Don't Know",null,null,null,"Unknown","Not Applicable",null,null,"Lead Status Unknown"]
[{"$f":"IF(AND(ISBLANK(INDEX($G:$G,)), ISBLANK(INDEX($C:$C,))), \"\", 'PWS Records (System Entry)'!$D$4)","v":"LA1079001"},{"$f":"IF(AND(ISBLANK(INDEX($G:$G,)), ISBLANK(INDEX($C:$C,))), \"\", 'PWS Records (System Entry)'!$D$3)","v":"City of Alexandria Water System"},"1211 LANCASTER DR","ALEXANDRIA","LA",71303,10714408,31.288596399999999,-92.478909299999998,null,"Unknown","Not Applicable","Don't Know",null,null,null,"Unknown","Not Applicable",null,null,"Lead Status Unknown"]
[{"$f":"IF(AND(ISBLANK(INDEX($G:$G,)), ISBLANK(INDEX($C:$C,))), \"\", 'PWS Records (System Entry)'!$D$4)","v":"LA1079001"},{"$f":"IF(AND(ISBLANK(INDEX($G:$G,)), ISBLANK(INDEX($C:$C,))), \"\", 'PWS Records (System Entry)'!$D$3)","v":"City of Alexandria Water System"},"2606 MAIN ST","ALEXANDRIA","LA",71303,10714409,31.301827500000002,-92.431574900000001,null,"Unknown","Not Applicable","Don't Know",null,null,null,"Unknown","Not Applicable",null,null,"Lead Status Unknown"]
[{"$f":"IF(AND(ISBLANK(INDEX($G:$G,)), ISBLANK(INDEX($C:$C,))), \"\", 'PWS Records (System Entry)'!$D$4)","v":"LA1079001"},{"$f":"IF(AND(ISBLANK(INDEX($G:$G,)), ISBLANK(INDEX($C:$C,))), \"\", 'PWS Records (System Entry)'!$D$3)","v":"City of Alexandria Water System"},"1211 LONG PINE ST","ALEXANDRIA","LA",71303,10714411,31.2890777,-92.4476114,null,"Unknown","Not Applicable","Don't Know",null,null,null,"Unknown","Not Applicable",null,null,"Lead Status Unknown"]
[{"$f":"IF(AND(ISBLANK(INDEX($G:$G,)), ISBLANK(INDEX($C:$C,))), \"\", 'PWS Records (System Entry)'!$D$4)","v":"LA1079001"},{"$f":"IF(AND(ISBLANK(INDEX($G:$G,)), ISBLANK(INDEX($C:$C,))), \"\", 'PWS Records (System Entry)'!$D$3)","v":"City of Alexandria Water System"},"1003 MAUREEN ST","ALEXANDRIA","LA",71303,10714410,31.2700003,-92.488064100000003,null,"Unknown","Not Applicable","Don't Know",null,null,null,"Unknown","Not Applicable",null,null,"Lead Status Unknown"]
[{"$f":"IF(AND(ISBLANK(INDEX($G:$G,)), ISBLANK(INDEX($C:$C,))), \"\", 'PWS Records (System Entry)'!$D$4)","v":"LA1079001"},{"$f":"IF(AND(ISBLANK(INDEX($G:$G,)), ISBLANK(INDEX($C:$C,))), \"\", 'PWS Records (System Entry)'!$D$3)","v":"City of Alexandria Water System"},"2606 WILLOW GLEN RIVER RD","ALEXANDRIA","LA",71302,10714412,31.2820322,-92.430536000000004,null,"Unknown","Not Applicable","Don't Know",null,null,null,"Unknown","Not Applicable",null,null,"Lead Status Unknown"]
[{"$f":"IF(AND(ISBLANK(INDEX($G:$G,)), ISBLANK(INDEX($C:$C,))), \"\", 'PWS Records (System Entry)'!$D$4)","v":"LA1079001"},{"$f":"IF(AND(ISBLANK(INDEX($G:$G,)), ISBLANK(INDEX($C:$C,))), \"\", 'PWS Records (System Entry)'!$D$3)","v":"City of Alexandria Water System"},"1211 MADDIE ST","ALEXANDRIA","LA",71303,10714414,31.2884609,-92.474011700000005,null,"Unknown","Not Applicable","Don't Know",null,null,null,"Unknown","Not Applicable",null,null,"Lead Status Unknown"]
[{"$f":"IF(AND(ISBLANK(INDEX($G:$G,)), ISBLANK(INDEX($C:$C,))), \"\", 'PWS Records (System Entry)'!$D$4)","v":"LA1079001"},{"$f":"IF(AND(ISBLANK(INDEX($G:$G,)), ISBLANK(INDEX($C:$C,))), \"\", 'PWS Records (System Entry)'!$D$3)","v":"City of Alexandria Water System"},"1003 NORMAN DR APT A","ALEXANDRIA","LA",71303,10714413,31.321442000000001,-92.524548999999993,null,"Unknown","Not Applicable","Don't Know",null,null,null,"Unknown","Not Applicable",null,null,"Lead Status Unknown"]
[{"$f":"IF(AND(ISBLANK(INDEX($G:$G,)), ISBLANK(INDEX($C:$C,))), \"\", 'PWS Records (System Entry)'!$D$4)","v":"LA1079001"},{"$f":"IF(AND(ISBLANK(INDEX($G:$G,)), ISBLANK(INDEX($C:$C,))), \"\", 'PWS Records (System Entry)'!$D$3)","v":"City of Alexandria Water System"},"2607 3RD ST","ALEXANDRIA","LA",71303,10714415,31.301118800000001,-92.432002199999999,null,"Unknown","Not Applicable","Don't Know",null,null,null,"Unknown","Not Applicable",null,null,"Lead Status Unknown"]
[{"$f":"IF(AND(ISBLANK(INDEX($G:$G,)), ISBLANK(INDEX($C:$C,))), \"\", 'PWS Records (System Entry)'!$D$4)","v":"LA1079001"},{"$f":"IF(AND(ISBLANK(INDEX($G:$G,)), ISBLANK(INDEX($C:$C,))), \"\", 'PWS Records (System Entry)'!$D$3)","v":"City of Alexandria Water System"},"1003 NORMAN DR APT B","ALEXANDRIA","LA",71303,10714417,31.321442000000001,-92.524548999999993,null,"Unknown","Not Applicable","Don't Know",null,null,null,"Unknown","Not Applicable",null,null,"Lead Status Unknown"]
[{"$f":"IF(AND(ISBLANK(INDEX($G:$G,)), ISBLANK(INDEX($C:$C,))), \"\", 'PWS Records (System Entry)'!$D$4)","v":"LA1079001"},{"$f":"IF(AND(ISBLANK(INDEX($G:$G,)), ISBLANK(INDEX($C:$C,))), \"\", 'PWS Records (System Entry)'!$D$3)","v":"City of Alexandria Water System"},"1211 MADISON ST","ALEXANDRIA","LA",71303,10714416,31.3104142,-92.455177199999994,null,"Unknown","Not Applicable","Don't Know",null,null,null,"Unknown","Not Applicable",null,null,"Lead Status Unknown"]
[{"$f":"IF(AND(ISBLANK(INDEX($G:$G,)), ISBLANK(INDEX($C:$C,))), \"\", 'PWS Records (System Entry)'!$D$4)","v":"LA1079001"},{"$f":"IF(AND(ISBLANK(INDEX($G:$G,)), ISBLANK(INDEX($C:$C,))), \"\", 'PWS Records (System Entry)'!$D$3)","v":"City of Alexandria Water System"},"2607 HOUSTON ST UNIT X","ALEXANDRIA","LA",71303,10714418,31.289868899999998,-92.446703600000006,null,"Unknown","Not Applicable","Don't Know",null,null,null,"Unknown","Not Applicable",null,null,"Lead Status Unknown"]
[{"$f":"IF(AND(ISBLANK(INDEX($G:$G,)), ISBLANK(INDEX($C:$C,))), \"\", 'PWS Records (System Entry)'!$D$4)","v":"LA1079001"},{"$f":"IF(AND(ISBLANK(INDEX($G:$G,)), ISBLANK(INDEX($C:$C,))), \"\", 'PWS Records (System Entry)'!$D$3)","v":"City of Alexandria Water System"},"1211 MARTHA LN","ALEXANDRIA","LA",71303,10714419,31.323218199999999,-92.472964500000003,null,"Non-Lead - Plastic","Installation Record (for example, tap card)","Don't Know",null,null,null,"Unknown","Not Applicable",null,null,"Lead Status Unknown"]
[{"$f":"IF(AND(ISBLANK(INDEX($G:$G,)), ISBLANK(INDEX($C:$C,))), \"\", 'PWS Records (System Entry)'!$D$4)","v":"LA1079001"},{"$f":"IF(AND(ISBLANK(INDEX($G:$G,)), ISBLANK(INDEX($C:$C,))), \"\", 'PWS Records (System Entry)'!$D$3)","v":"City of Alexandria Water System"},"2607 IRISH LN","ALEXANDRIA","LA",71301,10714420,31.307455000000001,-92.44905,null,"Unknown","Not Applicable","Don't Know",null,null,null,"Unknown","Not Applicable",null,null,"Lead Status Unknown"]
[{"$f":"IF(AND(ISBLANK(INDEX($G:$G,)), ISBLANK(INDEX($C:$C,))), \"\", 'PWS Records (System Entry)'!$D$4)","v":"LA1079001"},{"$f":"IF(AND(ISBLANK(INDEX($G:$G,)), ISBLANK(INDEX($C:$C,))), \"\", 'PWS Records (System Entry)'!$D$3)","v":"City of Alexandria Water System"},"1003 NYE DR BLDG 4312-A","ALEXANDRIA","LA",71303,10714421,31.3257941,-92.523053599999997,null,"Unknown","Not Applicable","Don't Know",null,null,null,"Unknown","Not Applicable",null,null,"Lead Status Unknown"]
[{"$f":"IF(AND(ISBLANK(INDEX($G:$G,)), ISBLANK(INDEX($C:$C,))), \"\", 'PWS Records (System Entry)'!$D$4)","v":"LA1079001"},{"$f":"IF(AND(ISBLANK(INDEX($G:$G,)), ISBLANK(INDEX($C:$C,))), \"\", 'PWS Records (System Entry)'!$D$3)","v":"City of Alexandria Water System"},"1211 SOUTHAMPTON DR","ALEXANDRIA","LA",71303,10714422,31.287932600000001,-92.480943800000006,null,"Unknown","Not Applicable","Don't Know",null,null,null,"Unknown","Not Applicable",null,null,"Lead Status Unknown"]
[{"$f":"IF(AND(ISBLANK(INDEX($G:$G,)), ISBLANK(INDEX($C:$C,))), \"\", 'PWS Records (System Entry)'!$D$4)","v":"LA1079001"},{"$f":"IF(AND(ISBLANK(INDEX($G:$G,)), ISBLANK(INDEX($C:$C,))), \"\", 'PWS Records (System Entry)'!$D$3)","v":"City of Alexandria Water System"},"2608 DETROIT ST","ALEXANDRIA","LA",71303,10714423,31.286935100000001,-92.4384613,null,"Unknown","Not Applicable","Don't Know",null,null,null,"Unknown","Not Applicable",null,null,"Lead Status Unknown"]
[{"$f":"IF(AND(ISBLANK(INDEX($G:$G,)), ISBLANK(INDEX($C:$C,))), \"\", 'PWS Records (System Entry)'!$D$4)","v":"LA1079001"},{"$f":"IF(AND(ISBLANK(INDEX($G:$G,)), ISBLANK(INDEX($C:$C,))), \"\", 'PWS Records (System Entry)'!$D$3)","v":"City of Alexandria Water System"},"1211 WILSHIRE DR","ALEXANDRIA","LA",71303,10714424,31.288889699999999,-92.477935299999999,null,"Unknown","Not Applicable","Don't Know",null,null,null,"Unknown","Not Applicable",null,null,"Lead Status Unknown"]
[{"$f":"IF(AND(ISBLANK(INDEX($G:$G,)), ISBLANK(INDEX($C:$C,))), \"\", 'PWS Records (System Entry)'!$D$4)","v":"LA1079001"},{"$f":"IF(AND(ISBLANK(INDEX($G:$G,)), ISBLANK(INDEX($C:$C,))), \"\", 'PWS Records (System Entry)'!$D$3)","v":"City of Alexandria Water System"},"1003 NYE DR BLDG 4312-B","ALEXANDRIA","LA",71303,10714425,31.3257941,-92.523053599999997,null,"Unknown","Not Applicable","Don't Know",null,null,null,"Unknown","Not Applicable",null,null,"Lead Status Unknown"]
[{"$f":"IF(AND(ISBLANK(INDEX($G:$G,)), ISBLANK(INDEX($C:$C,))), \"\", 'PWS Records (System Entry)'!$D$4)","v":"LA1079001"},{"$f":"IF(AND(ISBLANK(INDEX($G:$G,)), ISBLANK(INDEX($C:$C,))), \"\", 'PWS Records (System Entry)'!$D$3)","v":"City of Alexandria Water System"},"2608 HARRIS ST","ALEXANDRIA","LA",71303,10714426,31.290216900000001,-92.448966299999995,null,"Unknown","Not Applicable","Don't Know",null,null,null,"Unknown","Not Applicable",null,null,"Lead Status Unknown"]
[{"$f":"IF(AND(ISBLANK(INDEX($G:$G,)), ISBLANK(INDEX($C:$C,))), \"\", 'PWS Records (System Entry)'!$D$4)","v":"LA1079001"},{"$f":"IF(AND(ISBLANK(INDEX($G:$G,)), ISBLANK(INDEX($C:$C,))), \"\", 'PWS Records (System Entry)'!$D$3)","v":"City of Alexandria Water System"},"1211 YOIST ST","ALEXANDRIA","LA",71303,10714427,31.318130499999999,-92.4650982,null,"Unknown","Not Applicable","Don't Know",null,null,null,"Unknown","Not Applicable",null,null,"Lead Status Unknown"]
[{"$f":"IF(AND(ISBLANK(INDEX($G:$G,)), ISBLANK(INDEX($C:$C,))), \"\", 'PWS Records (System Entry)'!$D$4)","v":"LA1079001"},{"$f":"IF(AND(ISBLANK(INDEX($G:$G,)), ISBLANK(INDEX($C:$C,))), \"\", 'PWS Records (System Entry)'!$D$3)","v":"City of Alexandria Water System"},"1003 OXFORD ST","ALEXANDRIA","LA",71303,10714428,31.296369200000001,-92.460453299999998,null,"Unknown","Not Applicable","Don't Know",null,null,null,"Unknown","Not Applicable",null,null,"Lead Status Unknown"]
[{"$f":"IF(AND(ISBLANK(INDEX($G:$G,)), ISBLANK(INDEX($C:$C,))), \"\", 'PWS Records (System Entry)'!$D$4)","v":"LA1079001"},{"$f":"IF(AND(ISBLANK(INDEX($G:$G,)), ISBLANK(INDEX($C:$C,))), \"\", 'PWS Records (System Entry)'!$D$3)","v":"City of Alexandria Water System"},"2608 IRISH LN","ALEXANDRIA","LA",71303,10714429,31.280212800000001,-92.487052800000001,null,"Unknown","Not Applicable","Don't Know",null,null,null,"Unknown","Not Applicable",null,null,"Lead Status Unknown"]
[{"$f":"IF(AND(ISBLANK(INDEX($G:$G,)), ISBLANK(INDEX($C:$C,))), \"\", 'PWS Records (System Entry)'!$D$4)","v":"LA1079001"},{"$f":"IF(AND(ISBLANK(INDEX($G:$G,)), ISBLANK(INDEX($C:$C,))), \"\", 'PWS Records (System Entry)'!$D$3)","v":"City of Alexandria Water System"},"1212 BLYTHE AVE","ALEXANDRIA","LA",71303,10714430,31.299696099999998,-92.454087299999998,null,"Unknown","Not Applicable","Don't Know",null,null,null,"Unknown","Not Applicable",null,null,"Lead Status Unknown"]
[{"$f":"IF(AND(ISBLANK(INDEX($G:$G,)), ISBLANK(INDEX($C:$C,))), \"\", 'PWS Records (System Entry)'!$D$4)","v":"LA1079001"},{"$f":"IF(AND(ISBLANK(INDEX($G:$G,)), ISBLANK(INDEX($C:$C,))), \"\", 'PWS Records (System Entry)'!$D$3)","v":"City of Alexandria Water System"},"1003 PACKARD DR BLDG 3901","ALEXANDRIA","LA",71303,10714431,31.317115099999999,-92.526514500000005,null,"Unknown","Not Applicable","Don't Know",null,null,null,"Unknown","Not Applicable",null,null,"Lead Status Unknown"]
[{"$f":"IF(AND(ISBLANK(INDEX($G:$G,)), ISBLANK(INDEX($C:$C,))), \"\", 'PWS Records (System Entry)'!$D$4)","v":"LA1079001"},{"$f":"IF(AND(ISBLANK(INDEX($G:$G,)), ISBLANK(INDEX($C:$C,))), \"\", 'PWS Records (System Entry)'!$D$3)","v":"City of Alexandria Water System"},"2609 DETROIT ST","ALEXANDRIA","LA",71303,10714433,31.286403,-92.438453699999997,null,"Unknown","Not Applicable","Don't Know",null,null,null,"Unknown","Not Applicable",null,null,"Lead Status Unknown"]
[{"$f":"IF(AND(ISBLANK(INDEX($G:$G,)), ISBLANK(INDEX($C:$C,))), \"\", 'PWS Records (System Entry)'!$D$4)","v":"LA1079001"},{"$f":"IF(AND(ISBLANK(INDEX($G:$G,)), ISBLANK(INDEX($C:$C,))), \"\", 'PWS Records (System Entry)'!$D$3)","v":"City of Alexandria Water System"},"1212 CANTERBURY DR","ALEXANDRIA","LA",71303,10714432,31.288128199999999,-92.479780899999994,null,"Unknown","Not Applicable","Don't Know",null,null,null,"Unknown","Not Applicable",null,null,"Lead Status Unknown"]
[{"$f":"IF(AND(ISBLANK(INDEX($G:$G,)), ISBLANK(INDEX($C:$C,))), \"\", 'PWS Records (System Entry)'!$D$4)","v":"LA1079001"},{"$f":"IF(AND(ISBLANK(INDEX($G:$G,)), ISBLANK(INDEX($C:$C,))), \"\", 'PWS Records (System Entry)'!$D$3)","v":"City of Alexandria Water System"},"1003 PAPIN ST","ALEXANDRIA","LA",71303,10714434,31.290583399999999,-92.430042299999997,null,"Unknown","Not Applicable","Don't Know",null,null,null,"Unknown","Not Applicable",null,null,"Lead Status Unknown"]
[{"$f":"IF(AND(ISBLANK(INDEX($G:$G,)), ISBLANK(INDEX($C:$C,))), \"\", 'PWS Records (System Entry)'!$D$4)","v":"LA1079001"},{"$f":"IF(AND(ISBLANK(INDEX($G:$G,)), ISBLANK(INDEX($C:$C,))), \"\", 'PWS Records (System Entry)'!$D$3)","v":"City of Alexandria Water System"},"1212 HUDSON BLVD","ALEXANDRIA","LA",71302,10714435,31.2785175,-92.416959500000004,null,"Unknown","Not Applicable","Don't Know",null,null,null,"Unknown","Not Applicable",null,null,"Lead Status Unknown"]
[{"$f":"IF(AND(ISBLANK(INDEX($G:$G,)), ISBLANK(INDEX($C:$C,))), \"\", 'PWS Records (System Entry)'!$D$4)","v":"LA1079001"},{"$f":"IF(AND(ISBLANK(INDEX($G:$G,)), ISBLANK(INDEX($C:$C,))), \"\", 'PWS Records (System Entry)'!$D$3)","v":"City of Alexandria Water System"},"1212 HUDSON BLVD","ALEXANDRIA","LA",71302,10714438,31.2785175,-92.416959500000004,null,"Unknown","Not Applicable","Don't Know",null,null,null,"Unknown","Not Applicable",null,null,"Lead Status Unknown"]
[{"$f":"IF(AND(ISBLANK(INDEX($G:$G,)), ISBLANK(INDEX($C:$C,))), \"\", 'PWS Records (System Entry)'!$D$4)","v":"LA1079001"},{"$f":"IF(AND(ISBLANK(INDEX($G:$G,)), ISBLANK(INDEX($C:$C,))), \"\", 'PWS Records (System Entry)'!$D$3)","v":"City of Alexandria Water System"},"1212 HUDSON BLVD","ALEXANDRIA","LA",71302,10714441,31.2785175,-92.416959500000004,null,"Unknown","Not Applicable","Don't Know",null,null,null,"Unknown","Not Applicable",null,null,"Lead Status Unknown"]
[{"$f":"IF(AND(ISBLANK(INDEX($G:$G,)), ISBLANK(INDEX($C:$C,))), \"\", 'PWS Records (System Entry)'!$D$4)","v":"LA1079001"},{"$f":"IF(AND(ISBLANK(INDEX($G:$G,)), ISBLANK(INDEX($C:$C,))), \"\", 'PWS Records (System Entry)'!$D$3)","v":"City of Alexandria Water System"},"2609 IRISH LN","ALEXANDRIA","LA",71303,10714437,31.280212800000001,-92.487052800000001,null,"Unknown","Not Applicable","Don't Know",null,null,null,"Unknown","Not Applicable",null,null,"Lead Status Unknown"]
[{"$f":"IF(AND(ISBLANK(INDEX($G:$G,)), ISBLANK(INDEX($C:$C,))), \"\", 'PWS Records (System Entry)'!$D$4)","v":"LA1079001"},{"$f":"IF(AND(ISBLANK(INDEX($G:$G,)), ISBLANK(INDEX($C:$C,))), \"\", 'PWS Records (System Entry)'!$D$3)","v":"City of Alexandria Water System"},"1003 ROYCE DR BLDG 3701","ALEXANDRIA","LA",71303,10714436,31.315220100000001,-92.526528099999993,null,"Unknown","Not Applicable","Don't Know",null,null,null,"Unknown","Not Applicable",null,null,"Lead Status Unknown"]
[{"$f":"IF(AND(ISBLANK(INDEX($G:$G,)), ISBLANK(INDEX($C:$C,))), \"\", 'PWS Records (System Entry)'!$D$4)","v":"LA1079001"},{"$f":"IF(AND(ISBLANK(INDEX($G:$G,)), ISBLANK(INDEX($C:$C,))), \"\", 'PWS Records (System Entry)'!$D$3)","v":"City of Alexandria Water System"},"2609 LEE ST","ALEXANDRIA","LA",71303,10714439,31.290939300000002,-92.452014300000002,null,"Unknown","Not Applicable","Don't Know",null,null,null,"Unknown","Not Applicable",null,null,"Lead Status Unknown"]
[{"$f":"IF(AND(ISBLANK(INDEX($G:$G,)), ISBLANK(INDEX($C:$C,))), \"\", 'PWS Records (System Entry)'!$D$4)","v":"LA1079001"},{"$f":"IF(AND(ISBLANK(INDEX($G:$G,)), ISBLANK(INDEX($C:$C,))), \"\", 'PWS Records (System Entry)'!$D$3)","v":"City of Alexandria Water System"},"1003 SCHILLING DR BLDG 4001","ALEXANDRIA","LA",71303,10714440,31.318045000000001,-92.526548000000005,null,"Unknown","Not Applicable","Don't Know",null,null,null,"Unknown","Not Applicable",null,null,"Lead Status Unknown"]
[{"$f":"IF(AND(ISBLANK(INDEX($G:$G,)), ISBLANK(INDEX($C:$C,))), \"\", 'PWS Records (System Entry)'!$D$4)","v":"LA1079001"},{"$f":"IF(AND(ISBLANK(INDEX($G:$G,)), ISBLANK(INDEX($C:$C,))), \"\", 'PWS Records (System Entry)'!$D$3)","v":"City of Alexandria Water System"},"1003 SEBILLE DR BLDG 3801","ALEXANDRIA","LA",71303,10714442,31.321442000000001,-92.524548999999993,null,"Unknown","Not Applicable","Don't Know",null,null,null,"Unknown","Not Applicable",null,null,"Lead Status Unknown"]
[{"$f":"IF(AND(ISBLANK(INDEX($G:$G,)), ISBLANK(INDEX($C:$C,))), \"\", 'PWS Records (System Entry)'!$D$4)","v":"LA1079001"},{"$f":"IF(AND(ISBLANK(INDEX($G:$G,)), ISBLANK(INDEX($C:$C,))), \"\", 'PWS Records (System Entry)'!$D$3)","v":"City of Alexandria Water System"},"2609 MASON ST","ALEXANDRIA","LA",71303,10714443,31.290844100000001,-92.450994699999995,null,"Unknown","Not Applicable","Don't Know",null,null,null,"Unknown","Not Applicable",null,null,"Lead Status Unknown"]
[{"$f":"IF(AND(ISBLANK(INDEX($G:$G,)), ISBLANK(INDEX($C:$C,))), \"\", 'PWS Records (System Entry)'!$D$4)","v":"LA1079001"},{"$f":"IF(AND(ISBLANK(INDEX($G:$G,)), ISBLANK(INDEX($C:$C,))), \"\", 'PWS Records (System Entry)'!$D$3)","v":"City of Alexandria Water System"},"1212 LANCASTER DR","ALEXANDRIA","LA",71303,10714444,31.288581400000002,-92.478962199999998,null,"Unknown","Not Applicable","Don't Know",null,null,null,"Unknown","Not Applicable",null,null,"Lead Status Unknown"]
[{"$f":"IF(AND(ISBLANK(INDEX($G:$G,)), ISBLANK(INDEX($C:$C,))), \"\", 'PWS Records (System Entry)'!$D$4)","v":"LA1079001"},{"$f":"IF(AND(ISBLANK(INDEX($G:$G,)), ISBLANK(INDEX($C:$C,))), \"\", 'PWS Records (System Entry)'!$D$3)","v":"City of Alexandria Water System"},"1003 SNOW WHITE DR","ALEXANDRIA","LA",71303,10714445,31.290775499999999,-92.482874600000002,null,"Unknown","Not Applicable","Don't Know",null,null,null,"Unknown","Not Applicable",null,null,"Lead Status Unknown"]
[{"$f":"IF(AND(ISBLANK(INDEX($G:$G,)), ISBLANK(INDEX($C:$C,))), \"\", 'PWS Records (System Entry)'!$D$4)","v":"LA1079001"},{"$f":"IF(AND(ISBLANK(INDEX($G:$G,)), ISBLANK(INDEX($C:$C,))), \"\", 'PWS Records (System Entry)'!$D$3)","v":"City of Alexandria Water System"},"1212 MACARTHUR DR","ALEXANDRIA","LA",71303,10714446,31.289467699999999,-92.476528500000001,null,"Unknown","Not Applicable","Don't Know",null,null,null,"Unknown","Not Applicable",null,null,"Lead Status Unknown"]
[{"$f":"IF(AND(ISBLANK(INDEX($G:$G,)), ISBLANK(INDEX($C:$C,))), \"\", 'PWS Records (System Entry)'!$D$4)","v":"LA1079001"},{"$f":"IF(AND(ISBLANK(INDEX($G:$G,)), ISBLANK(INDEX($C:$C,))), \"\", 'PWS Records (System Entry)'!$D$3)","v":"City of Alexandria Water System"},"261 LINKS DR","ALEXANDRIA","LA",71303,10714447,31.305590599999999,-92.541375900000006,null,"Non-Lead - Other","Installation Record (for example, tap card)","Don't Know",null,null,null,"Non-Lead - Other","Installation Record (for example, tap card)",null,null,"Non-Lead"]
[{"$f":"IF(AND(ISBLANK(INDEX($G:$G,)), ISBLANK(INDEX($C:$C,))), \"\", 'PWS Records (System Entry)'!$D$4)","v":"LA1079001"},{"$f":"IF(AND(ISBLANK(INDEX($G:$G,)), ISBLANK(INDEX($C:$C,))), \"\", 'PWS Records (System Entry)'!$D$3)","v":"City of Alexandria Water System"},"1003 TWIN BRIDGES RD","ALEXANDRIA","LA",71303,10714448,31.265015200000001,-92.491671199999999,null,"Unknown","Not Applicable","Don't Know",null,null,null,"Unknown","Not Applicable",null,null,"Lead Status Unknown"]
[{"$f":"IF(AND(ISBLANK(INDEX($G:$G,)), ISBLANK(INDEX($C:$C,))), \"\", 'PWS Records (System Entry)'!$D$4)","v":"LA1079001"},{"$f":"IF(AND(ISBLANK(INDEX($G:$G,)), ISBLANK(INDEX($C:$C,))), \"\", 'PWS Records (System Entry)'!$D$3)","v":"City of Alexandria Water System"},"1212 MADISON ST","ALEXANDRIA","LA",71303,10714449,31.310457299999999,-92.455210600000001,null,"Non-Lead - Other","Installation Record (for example, tap card)","Don't Know",null,null,null,"Non-Lead - Other","Installation Record (for example, tap card)",null,null,"Non-Lead"]
[{"$f":"IF(AND(ISBLANK(INDEX($G:$G,)), ISBLANK(INDEX($C:$C,))), \"\", 'PWS Records (System Entry)'!$D$4)","v":"LA1079001"},{"$f":"IF(AND(ISBLANK(INDEX($G:$G,)), ISBLANK(INDEX($C:$C,))), \"\", 'PWS Records (System Entry)'!$D$3)","v":"City of Alexandria Water System"},"261 ST ANDREWS DR","ALEXANDRIA","LA",71303,10714450,31.298252000000002,-92.537327000000005,null,"Non-Lead - Other","Installation Record (for example, tap card)","Don't Know",null,null,null,"Non-Lead - Other","Installation Record (for example, tap card)",null,null,"Non-Lead"]
[{"$f":"IF(AND(ISBLANK(INDEX($G:$G,)), ISBLANK(INDEX($C:$C,))), \"\", 'PWS Records (System Entry)'!$D$4)","v":"LA1079001"},{"$f":"IF(AND(ISBLANK(INDEX($G:$G,)), ISBLANK(INDEX($C:$C,))), \"\", 'PWS Records (System Entry)'!$D$3)","v":"City of Alexandria Water System"},"1003 WILLOW GLEN RIVER RD","ALEXANDRIA","LA",71303,10714451,31.288445200000002,-92.424624600000001,null,"Non-Lead - Other","Installation Date after Lead Ban","Don't Know",null,null,null,"Non-Lead - Other","Installation Date after Lead Ban",null,null,"Non-Lead"]
[{"$f":"IF(AND(ISBLANK(INDEX($G:$G,)), ISBLANK(INDEX($C:$C,))), \"\", 'PWS Records (System Entry)'!$D$4)","v":"LA1079001"},{"$f":"IF(AND(ISBLANK(INDEX($G:$G,)), ISBLANK(INDEX($C:$C,))), \"\", 'PWS Records (System Entry)'!$D$3)","v":"City of Alexandria Water System"},"1212 MARTHA LN","ALEXANDRIA","LA",71303,10714452,31.323454699999999,-92.473022400000005,null,"Non-Lead - Plastic","Installation Record (for example, tap card)","Don't Know",null,null,null,"Unknown","Not Applicable",null,null,"Lead Status Unknown"]
[{"$f":"IF(AND(ISBLANK(INDEX($G:$G,)), ISBLANK(INDEX($C:$C,))), \"\", 'PWS Records (System Entry)'!$D$4)","v":"LA1079001"},{"$f":"IF(AND(ISBLANK(INDEX($G:$G,)), ISBLANK(INDEX($C:$C,))), \"\", 'PWS Records (System Entry)'!$D$3)","v":"City of Alexandria Water System"},"2610 HORSESHOE DR","ALEXANDRIA","LA",71301,10714453,31.258274499999999,-92.468165299999995,null,"Unknown","Not Applicable","Don't Know",null,null,null,"Unknown","Not Applicable",null,null,"Lead Status Unknown"]
[{"$f":"IF(AND(ISBLANK(INDEX($G:$G,)), ISBLANK(INDEX($C:$C,))), \"\", 'PWS Records (System Entry)'!$D$4)","v":"LA1079001"},{"$f":"IF(AND(ISBLANK(INDEX($G:$G,)), ISBLANK(INDEX($C:$C,))), \"\", 'PWS Records (System Entry)'!$D$3)","v":"City of Alexandria Water System"},"1004 BAYOU PL","ALEXANDRIA","LA",71303,10714454,31.3062577,-92.4814978,null,"Non-Lead - Other","Installation Date after Lead Ban","Don't Know",null,null,null,"Non-Lead - Other","Installation Date after Lead Ban",null,null,"Non-Lead"]
[{"$f":"IF(AND(ISBLANK(INDEX($G:$G,)), ISBLANK(INDEX($C:$C,))), \"\", 'PWS Records (System Entry)'!$D$4)","v":"LA1079001"},{"$f":"IF(AND(ISBLANK(INDEX($G:$G,)), ISBLANK(INDEX($C:$C,))), \"\", 'PWS Records (System Entry)'!$D$3)","v":"City of Alexandria Water System"},"1212 MARYLAND AVE","ALEXANDRIA","LA",71303,10714455,31.290391499999998,-92.471891299999996,null,"Unknown","Not Applicable","Don't Know",null,null,null,"Unknown","Not Applicable",null,null,"Lead Status Unknown"]
[{"$f":"IF(AND(ISBLANK(INDEX($G:$G,)), ISBLANK(INDEX($C:$C,))), \"\", 'PWS Records (System Entry)'!$D$4)","v":"LA1079001"},{"$f":"IF(AND(ISBLANK(INDEX($G:$G,)), ISBLANK(INDEX($C:$C,))), \"\", 'PWS Records (System Entry)'!$D$3)","v":"City of Alexandria Water System"},"2610 OVERTON ST","ALEXANDRIA","LA",71303,10714456,31.2904938,-92.450116699999995,null,"Unknown","Not Applicable","Don't Know",null,null,null,"Unknown","Not Applicable",null,null,"Lead Status Unknown"]
[{"$f":"IF(AND(ISBLANK(INDEX($G:$G,)), ISBLANK(INDEX($C:$C,))), \"\", 'PWS Records (System Entry)'!$D$4)","v":"LA1079001"},{"$f":"IF(AND(ISBLANK(INDEX($G:$G,)), ISBLANK(INDEX($C:$C,))), \"\", 'PWS Records (System Entry)'!$D$3)","v":"City of Alexandria Water System"},"1004 CANDY LN","ALEXANDRIA","LA",71303,10714457,31.291335199999999,-92.481059099999996,null,"Unknown","Not Applicable","Don't Know",null,null,null,"Unknown","Not Applicable",null,null,"Lead Status Unknown"]
[{"$f":"IF(AND(ISBLANK(INDEX($G:$G,)), ISBLANK(INDEX($C:$C,))), \"\", 'PWS Records (System Entry)'!$D$4)","v":"LA1079001"},{"$f":"IF(AND(ISBLANK(INDEX($G:$G,)), ISBLANK(INDEX($C:$C,))), \"\", 'PWS Records (System Entry)'!$D$3)","v":"City of Alexandria Water System"},"1212 PARIS ST","ALEXANDRIA","LA",71303,10714458,31.323225999999998,-92.471956000000006,null,"Non-Lead - Plastic","Installation Record (for example, tap card)","Don't Know",null,null,null,"Unknown","Not Applicable",null,null,"Lead Status Unknown"]
[{"$f":"IF(AND(ISBLANK(INDEX($G:$G,)), ISBLANK(INDEX($C:$C,))), \"\", 'PWS Records (System Entry)'!$D$4)","v":"LA1079001"},{"$f":"IF(AND(ISBLANK(INDEX($G:$G,)), ISBLANK(INDEX($C:$C,))), \"\", 'PWS Records (System Entry)'!$D$3)","v":"City of Alexandria Water System"},"2611 10TH ST","ALEXANDRIA","LA",71303,10714459,31.297249799999999,-92.437192400000001,null,"Unknown","Not Applicable","Don't Know",null,null,null,"Unknown","Not Applicable",null,null,"Lead Status Unknown"]
[{"$f":"IF(AND(ISBLANK(INDEX($G:$G,)), ISBLANK(INDEX($C:$C,))), \"\", 'PWS Records (System Entry)'!$D$4)","v":"LA1079001"},{"$f":"IF(AND(ISBLANK(INDEX($G:$G,)), ISBLANK(INDEX($C:$C,))), \"\", 'PWS Records (System Entry)'!$D$3)","v":"City of Alexandria Water System"},"1004 CINDERELLA CT","ALEXANDRIA","LA",71303,10714460,31.290966000000001,-92.481948799999998,null,"Unknown","Not Applicable","Don't Know",null,null,null,"Unknown","Not Applicable",null,null,"Lead Status Unknown"]
[{"$f":"IF(AND(ISBLANK(INDEX($G:$G,)), ISBLANK(INDEX($C:$C,))), \"\", 'PWS Records (System Entry)'!$D$4)","v":"LA1079001"},{"$f":"IF(AND(ISBLANK(INDEX($G:$G,)), ISBLANK(INDEX($C:$C,))), \"\", 'PWS Records (System Entry)'!$D$3)","v":"City of Alexandria Water System"},"1212 PARK AVE","ALEXANDRIA","LA",71303,10714461,31.309726999999999,-92.4543094,null,"Non-Lead - Other","Installation Date after Lead Ban","Don't Know",null,null,null,"Non-Lead - Other","Installation Date after Lead Ban",null,null,"Non-Lead"]
[{"$f":"IF(AND(ISBLANK(INDEX($G:$G,)), ISBLANK(INDEX($C:$C,))), \"\", 'PWS Records (System Entry)'!$D$4)","v":"LA1079001"},{"$f":"IF(AND(ISBLANK(INDEX($G:$G,)), ISBLANK(INDEX($C:$C,))), \"\", 'PWS Records (System Entry)'!$D$3)","v":"City of Alexandria Water System"},"1004 COUNCIL DR BLDG 4301-B","ALEXANDRIA","LA",71303,10714462,31.321442000000001,-92.524548999999993,null,"Unknown","Not Applicable","Don't Know",null,null,null,"Unknown","Not Applicable",null,null,"Lead Status Unknown"]
[{"$f":"IF(AND(ISBLANK(INDEX($G:$G,)), ISBLANK(INDEX($C:$C,))), \"\", 'PWS Records (System Entry)'!$D$4)","v":"LA1079001"},{"$f":"IF(AND(ISBLANK(INDEX($G:$G,)), ISBLANK(INDEX($C:$C,))), \"\", 'PWS Records (System Entry)'!$D$3)","v":"City of Alexandria Water System"},"2611 8TH ST","ALEXANDRIA","LA",71303,10714463,31.298058600000001,-92.434733399999999,null,"Non-Lead - Other","Installation Date after Lead Ban","Don't Know",null,null,null,"Non-Lead - Other","Installation Date after Lead Ban",null,null,"Non-Lead"]
[{"$f":"IF(AND(ISBLANK(INDEX($G:$G,)), ISBLANK(INDEX($C:$C,))), \"\", 'PWS Records (System Entry)'!$D$4)","v":"LA1079001"},{"$f":"IF(AND(ISBLANK(INDEX($G:$G,)), ISBLANK(INDEX($C:$C,))), \"\", 'PWS Records (System Entry)'!$D$3)","v":"City of Alexandria Water System"},"1212 PETRUS ST","ALEXANDRIA","LA",71303,10714464,31.292069900000001,-92.469382800000005,null,"Unknown","Not Applicable","Don't Know",null,null,null,"Unknown","Not Applicable",null,null,"Lead Status Unknown"]
[{"$f":"IF(AND(ISBLANK(INDEX($G:$G,)), ISBLANK(INDEX($C:$C,))), \"\", 'PWS Records (System Entry)'!$D$4)","v":"LA1079001"},{"$f":"IF(AND(ISBLANK(INDEX($G:$G,)), ISBLANK(INDEX($C:$C,))), \"\", 'PWS Records (System Entry)'!$D$3)","v":"City of Alexandria Water System"},"1004 COUNCIL DR BLDG 4301-A","ALEXANDRIA","LA",71303,10714465,31.321442000000001,-92.524548999999993,null,"Unknown","Not Applicable","Don't Know",null,null,null,"Unknown","Not Applicable",null,null,"Lead Status Unknown"]
[{"$f":"IF(AND(ISBLANK(INDEX($G:$G,)), ISBLANK(INDEX($C:$C,))), \"\", 'PWS Records (System Entry)'!$D$4)","v":"LA1079001"},{"$f":"IF(AND(ISBLANK(INDEX($G:$G,)), ISBLANK(INDEX($C:$C,))), \"\", 'PWS Records (System Entry)'!$D$3)","v":"City of Alexandria Water System"},"2611 HYNSON ST","ALEXANDRIA","LA",71303,10714466,31.3060145,-92.471822299999999,null,"Unknown","Not Applicable","Don't Know",null,null,null,"Unknown","Not Applicable",null,null,{"$f":"IF(AND(INDEX($K:$K,)=\"\", INDEX($L:$L,)=\"\", INDEX($M:$M,)=\"\", INDEX($Q:$Q,)=\"\", INDEX($R:$R,)=\"\"), \"\", IF(OR(INDEX($K:$K,)=\"Lead\",INDEX($Q:$Q,)=\"Lead\"),\"Lead\",IF(OR(AND(OR(INDEX($M:$M,)=\"Yes\", INDEX($M:$M,)=\"Don't Know\", INDEX($M:$M,)=\"\"), INDEX($Q:$Q,)=\"Galvanized Iron/Steel\"), AND(INDEX($K:$K,)=\"Unknown\", INDEX($M:$M,)=\"No\", INDEX($Q:$Q,)=\"Galvanized Iron/Steel\")), \"Galvanized Requiring Replacement\", IF(OR(AND(OR(INDEX($K:$K,)=\"Galvanized Iron/Steel\", INDEX($K:$K,)=\"Non-Lead - Copper\", INDEX($K:$K,)=\"Non-Lead - Plastic\", INDEX($K:$K,)=\"Non-Lead - Other\", INDEX($K:$K,)=\"Non-Lead - Material Unknown\", INDEX($K:$K,)=\"No System Owned Portion\"), OR(INDEX($Q:$Q,)=\"Galvanized Iron/Steel\", INDEX($Q:$Q,)=\"Non-Lead - Copper\", INDEX($Q:$Q,)=\"Non-Lead - Plastic\", INDEX($Q:$Q,)=\"Non-Lead - Other\", INDEX($Q:$Q,)=\"Non-Lead - Predictive Model\", INDEX($Q:$Q,)=\"No Customer Owned Portion\")), AND(OR( INDEX($K:$K,)=\"Galvanized Iron/Steel\", INDEX($K:$K,)=\"Non-Lead - Copper\", INDEX($K:$K,)=\"Non-Lead - Plastic\", INDEX($K:$K,)=\"Non-Lead - Other\", INDEX($K:$K,)=\"Non-Lead - Material Unknown\", INDEX($K:$K,)=\"No System Owned Portion\"), INDEX($M:$M,)=\"No\", INDEX($Q:$Q,)=\"Non-Lead - Material Unknown\")), \"Non-Lead\", \"Lead Status Unknown\"))))","v":"Lead Status Unknown"}]
[{"$f":"IF(AND(ISBLANK(INDEX($G:$G,)), ISBLANK(INDEX($C:$C,))), \"\", 'PWS Records (System Entry)'!$D$4)","v":"LA1079001"},{"$f":"IF(AND(ISBLANK(INDEX($G:$G,)), ISBLANK(INDEX($C:$C,))), \"\", 'PWS Records (System Entry)'!$D$3)","v":"City of Alexandria Water System"},"1212 SOUTHAMPTON DR","ALEXANDRIA","LA",71303,10714467,31.287852600000001,-92.480973800000001,null,"Unknown","Not Applicable","Don't Know",null,null,null,"Unknown","Not Applicable",null,null,"Lead Status Unknown"]
[{"$f":"IF(AND(ISBLANK(INDEX($G:$G,)), ISBLANK(INDEX($C:$C,))), \"\", 'PWS Records (System Entry)'!$D$4)","v":"LA1079001"},{"$f":"IF(AND(ISBLANK(INDEX($G:$G,)), ISBLANK(INDEX($C:$C,))), \"\", 'PWS Records (System Entry)'!$D$3)","v":"City of Alexandria Water System"},"1004 DAOUST DR BLDG 4701-B","ALEXANDRIA","LA",71303,10714468,31.3249739,-92.527547400000003,null,"Unknown","Not Applicable","Don't Know",null,null,null,"Unknown","Not Applicable",null,null,"Lead Status Unknown"]
[{"$f":"IF(AND(ISBLANK(INDEX($G:$G,)), ISBLANK(INDEX($C:$C,))), \"\", 'PWS Records (System Entry)'!$D$4)","v":"LA1079001"},{"$f":"IF(AND(ISBLANK(INDEX($G:$G,)), ISBLANK(INDEX($C:$C,))), \"\", 'PWS Records (System Entry)'!$D$3)","v":"City of Alexandria Water System"},"2611 IRISH LN","ALEXANDRIA","LA",71303,10714469,31.280212800000001,-92.487052800000001,null,"Unknown","Not Applicable","Don't Know",null,null,null,"Unknown","Not Applicable",null,null,"Lead Status Unknown"]
[{"$f":"IF(AND(ISBLANK(INDEX($G:$G,)), ISBLANK(INDEX($C:$C,))), \"\", 'PWS Records (System Entry)'!$D$4)","v":"LA1079001"},{"$f":"IF(AND(ISBLANK(INDEX($G:$G,)), ISBLANK(INDEX($C:$C,))), \"\", 'PWS Records (System Entry)'!$D$3)","v":"City of Alexandria Water System"},"1212 WILLOW GLEN RIVER RD","ALEXANDRIA","LA",71303,10714470,31.286453000000002,-92.426523299999999,null,"Unknown","Not Applicable","Don't Know",null,null,null,"Unknown","Not Applicable",null,null,"Lead Status Unknown"]
[{"$f":"IF(AND(ISBLANK(INDEX($G:$G,)), ISBLANK(INDEX($C:$C,))), \"\", 'PWS Records (System Entry)'!$D$4)","v":"LA1079001"},{"$f":"IF(AND(ISBLANK(INDEX($G:$G,)), ISBLANK(INDEX($C:$C,))), \"\", 'PWS Records (System Entry)'!$D$3)","v":"City of Alexandria Water System"},"1004 DAOUST DR APT 4701-A","ALEXANDRIA","LA",71303,10714471,31.3249739,-92.527547400000003,null,"Unknown","Not Applicable","Don't Know",null,null,null,"Unknown","Not Applicable",null,null,"Lead Status Unknown"]
[{"$f":"IF(AND(ISBLANK(INDEX($G:$G,)), ISBLANK(INDEX($C:$C,))), \"\", 'PWS Records (System Entry)'!$D$4)","v":"LA1079001"},{"$f":"IF(AND(ISBLANK(INDEX($G:$G,)), ISBLANK(INDEX($C:$C,))), \"\", 'PWS Records (System Entry)'!$D$3)","v":"City of Alexandria Water System"},"2611 MONROE ST UNIT A","ALEXANDRIA","LA",71303,10714472,31.302976000000001,-92.470765999999998,null,"Unknown","Not Applicable","Don't Know",null,null,null,"Unknown","Not Applicable",null,null,"Lead Status Unknown"]
[{"$f":"IF(AND(ISBLANK(INDEX($G:$G,)), ISBLANK(INDEX($C:$C,))), \"\", 'PWS Records (System Entry)'!$D$4)","v":"LA1079001"},{"$f":"IF(AND(ISBLANK(INDEX($G:$G,)), ISBLANK(INDEX($C:$C,))), \"\", 'PWS Records (System Entry)'!$D$3)","v":"City of Alexandria Water System"},"1212 WILSHIRE DR","ALEXANDRIA","LA",71303,10714473,31.288860400000001,-92.477982499999996,null,"Unknown","Not Applicable","Don't Know",null,null,null,"Unknown","Not Applicable",null,null,"Lead Status Unknown"]
[{"$f":"IF(AND(ISBLANK(INDEX($G:$G,)), ISBLANK(INDEX($C:$C,))), \"\", 'PWS Records (System Entry)'!$D$4)","v":"LA1079001"},{"$f":"IF(AND(ISBLANK(INDEX($G:$G,)), ISBLANK(INDEX($C:$C,))), \"\", 'PWS Records (System Entry)'!$D$3)","v":"City of Alexandria Water System"},"1004 DASPIT ST","ALEXANDRIA","LA",71303,10714474,31.285588799999999,-92.420562599999997,null,"Unknown","Not Applicable","Don't Know",null,null,null,"Unknown","Not Applicable",null,null,"Lead Status Unknown"]
[{"$f":"IF(AND(ISBLANK(INDEX($G:$G,)), ISBLANK(INDEX($C:$C,))), \"\", 'PWS Records (System Entry)'!$D$4)","v":"LA1079001"},{"$f":"IF(AND(ISBLANK(INDEX($G:$G,)), ISBLANK(INDEX($C:$C,))), \"\", 'PWS Records (System Entry)'!$D$3)","v":"City of Alexandria Water System"},"2611 MONROE ST UNIT B","ALEXANDRIA","LA",71303,10714475,31.302976000000001,-92.470765999999998,null,"Unknown","Not Applicable","Don't Know",null,null,null,"Unknown","Not Applicable",null,null,"Lead Status Unknown"]
[{"$f":"IF(AND(ISBLANK(INDEX($G:$G,)), ISBLANK(INDEX($C:$C,))), \"\", 'PWS Records (System Entry)'!$D$4)","v":"LA1079001"},{"$f":"IF(AND(ISBLANK(INDEX($G:$G,)), ISBLANK(INDEX($C:$C,))), \"\", 'PWS Records (System Entry)'!$D$3)","v":"City of Alexandria Water System"},"1213 BLYTHE AVE","ALEXANDRIA","LA",71303,10714476,31.2996838,-92.454017699999994,null,"Unknown","Not Applicable","Don't Know",null,null,null,"Unknown","Not Applicable",null,null,"Lead Status Unknown"]
[{"$f":"IF(AND(ISBLANK(INDEX($G:$G,)), ISBLANK(INDEX($C:$C,))), \"\", 'PWS Records (System Entry)'!$D$4)","v":"LA1079001"},{"$f":"IF(AND(ISBLANK(INDEX($G:$G,)), ISBLANK(INDEX($C:$C,))), \"\", 'PWS Records (System Entry)'!$D$3)","v":"City of Alexandria Water System"},"1004 ELEANOR DR","ALEXANDRIA","LA",71303,10714477,31.2905294,-92.428047500000005,null,"Unknown","Not Applicable","Don't Know",null,null,null,"Unknown","Not Applicable",null,null,"Lead Status Unknown"]
[{"$f":"IF(AND(ISBLANK(INDEX($G:$G,)), ISBLANK(INDEX($C:$C,))), \"\", 'PWS Records (System Entry)'!$D$4)","v":"LA1079001"},{"$f":"IF(AND(ISBLANK(INDEX($G:$G,)), ISBLANK(INDEX($C:$C,))), \"\", 'PWS Records (System Entry)'!$D$3)","v":"City of Alexandria Water System"},"2611 OVERTON ST","ALEXANDRIA","LA",71303,10714480,31.290415400000001,-92.450068200000004,null,"Unknown","Not Applicable","Don't Know",null,null,null,"Unknown","Not Applicable",null,null,"Lead Status Unknown"]
[{"$f":"IF(AND(ISBLANK(INDEX($G:$G,)), ISBLANK(INDEX($C:$C,))), \"\", 'PWS Records (System Entry)'!$D$4)","v":"LA1079001"},{"$f":"IF(AND(ISBLANK(INDEX($G:$G,)), ISBLANK(INDEX($C:$C,))), \"\", 'PWS Records (System Entry)'!$D$3)","v":"City of Alexandria Water System"},"2611 OVERTON ST","ALEXANDRIA","LA",71303,10714481,31.290415400000001,-92.450068200000004,null,"Unknown","Not Applicable","Don't Know",null,null,null,"Unknown","Not Applicable",null,null,"Lead Status Unknown"]
[{"$f":"IF(AND(ISBLANK(INDEX($G:$G,)), ISBLANK(INDEX($C:$C,))), \"\", 'PWS Records (System Entry)'!$D$4)","v":"LA1079001"},{"$f":"IF(AND(ISBLANK(INDEX($G:$G,)), ISBLANK(INDEX($C:$C,))), \"\", 'PWS Records (System Entry)'!$D$3)","v":"City of Alexandria Water System"},"1213 BOLTON AVE","ALEXANDRIA","LA",71303,10714478,31.302403300000002,-92.451582299999998,null,"Unknown","Not Applicable","Don't Know",null,null,null,"Unknown","Not Applicable",null,null,"Lead Status Unknown"]
[{"$f":"IF(AND(ISBLANK(INDEX($G:$G,)), ISBLANK(INDEX($C:$C,))), \"\", 'PWS Records (System Entry)'!$D$4)","v":"LA1079001"},{"$f":"IF(AND(ISBLANK(INDEX($G:$G,)), ISBLANK(INDEX($C:$C,))), \"\", 'PWS Records (System Entry)'!$D$3)","v":"City of Alexandria Water System"},"1004 GRETEL CT","ALEXANDRIA","LA",71303,10714479,31.291574700000002,-92.4800422,null,"Unknown","Not Applicable","Don't Know",null,null,null,"Unknown","Not Applicable",null,null,"Lead Status Unknown"]
[{"$f":"IF(AND(ISBLANK(INDEX($G:$G,)), ISBLANK(INDEX($C:$C,))), \"\", 'PWS Records (System Entry)'!$D$4)","v":"LA1079001"},{"$f":"IF(AND(ISBLANK(INDEX($G:$G,)), ISBLANK(INDEX($C:$C,))), \"\", 'PWS Records (System Entry)'!$D$3)","v":"City of Alexandria Water System"},"1213 LASLEY ST","ALEXANDRIA","LA",71301,10714482,31.290269500000001,-92.446763099999998,null,"Unknown","Not Applicable","Don't Know",null,null,null,"Unknown","Not Applicable",null,null,"Lead Status Unknown"]
[{"$f":"IF(AND(ISBLANK(INDEX($G:$G,)), ISBLANK(INDEX($C:$C,))), \"\", 'PWS Records (System Entry)'!$D$4)","v":"LA1079001"},{"$f":"IF(AND(ISBLANK(INDEX($G:$G,)), ISBLANK(INDEX($C:$C,))), \"\", 'PWS Records (System Entry)'!$D$3)","v":"City of Alexandria Water System"},"1004 HANSEL DR","ALEXANDRIA","LA",71303,10714483,31.2918229,-92.479122200000006,null,"Unknown","Not Applicable","Don't Know",null,null,null,"Unknown","Not Applicable",null,null,"Lead Status Unknown"]
[{"$f":"IF(AND(ISBLANK(INDEX($G:$G,)), ISBLANK(INDEX($C:$C,))), \"\", 'PWS Records (System Entry)'!$D$4)","v":"LA1079001"},{"$f":"IF(AND(ISBLANK(INDEX($G:$G,)), ISBLANK(INDEX($C:$C,))), \"\", 'PWS Records (System Entry)'!$D$3)","v":"City of Alexandria Water System"},"1213 MONROE ST","ALEXANDRIA","LA",71303,10714484,31.3111392,-92.456079000000003,null,"Non-Lead - Other","Installation Date after Lead Ban","Don't Know",null,null,null,"Non-Lead - Other","Installation Date after Lead Ban",null,null,"Non-Lead"]
[{"$f":"IF(AND(ISBLANK(INDEX($G:$G,)), ISBLANK(INDEX($C:$C,))), \"\", 'PWS Records (System Entry)'!$D$4)","v":"LA1079001"},{"$f":"IF(AND(ISBLANK(INDEX($G:$G,)), ISBLANK(INDEX($C:$C,))), \"\", 'PWS Records (System Entry)'!$D$3)","v":"City of Alexandria Water System"},"1004 NORMAN DR APT A","ALEXANDRIA","LA",71303,10714485,31.325743200000002,-92.527900500000001,null,"Unknown","Not Applicable","Don't Know",null,null,null,"Unknown","Not Applicable",null,null,"Lead Status Unknown"]
[{"$f":"IF(AND(ISBLANK(INDEX($G:$G,)), ISBLANK(INDEX($C:$C,))), \"\", 'PWS Records (System Entry)'!$D$4)","v":"LA1079001"},{"$f":"IF(AND(ISBLANK(INDEX($G:$G,)), ISBLANK(INDEX($C:$C,))), \"\", 'PWS Records (System Entry)'!$D$3)","v":"City of Alexandria Water System"},"2611 WISE ST","ALEXANDRIA","LA",71303,10714486,31.289860900000001,-92.4478036,null,"Unknown","Not Applicable","Don't Know",null,null,null,"Unknown","Not Applicable",null,null,"Lead Status Unknown"]
[{"$f":"IF(AND(ISBLANK(INDEX($G:$G,)), ISBLANK(INDEX($C:$C,))), \"\", 'PWS Records (System Entry)'!$D$4)","v":"LA1079001"},{"$f":"IF(AND(ISBLANK(INDEX($G:$G,)), ISBLANK(INDEX($C:$C,))), \"\", 'PWS Records (System Entry)'!$D$3)","v":"City of Alexandria Water System"},"1004 NORMAN DR APT B","ALEXANDRIA","LA",71306,10714487,31.325743200000002,-92.527900500000001,null,"Unknown","Not Applicable","Don't Know",null,null,null,"Unknown","Not Applicable",null,null,"Lead Status Unknown"]
[{"$f":"IF(AND(ISBLANK(INDEX($G:$G,)), ISBLANK(INDEX($C:$C,))), \"\", 'PWS Records (System Entry)'!$D$4)","v":"LA1079001"},{"$f":"IF(AND(ISBLANK(INDEX($G:$G,)), ISBLANK(INDEX($C:$C,))), \"\", 'PWS Records (System Entry)'!$D$3)","v":"City of Alexandria Water System"},"1213 TEXAS AVE UNIT 1/2 D","ALEXANDRIA","LA",71301,10714488,31.290027899999998,-92.473254699999998,null,"Unknown","Not Applicable","Don't Know",null,null,null,"Unknown","Not Applicable",null,null,"Lead Status Unknown"]
[{"$f":"IF(AND(ISBLANK(INDEX($G:$G,)), ISBLANK(INDEX($C:$C,))), \"\", 'PWS Records (System Entry)'!$D$4)","v":"LA1079001"},{"$f":"IF(AND(ISBLANK(INDEX($G:$G,)), ISBLANK(INDEX($C:$C,))), \"\", 'PWS Records (System Entry)'!$D$3)","v":"City of Alexandria Water System"},"2612 9TH ST","ALEXANDRIA","LA",71303,10714489,31.297951600000001,-92.436486599999995,null,"Unknown","Not Applicable","Don't Know",null,null,null,"Unknown","Not Applicable",null,null,"Lead Status Unknown"]
[{"$f":"IF(AND(ISBLANK(INDEX($G:$G,)), ISBLANK(INDEX($C:$C,))), \"\", 'PWS Records (System Entry)'!$D$4)","v":"LA1079001"},{"$f":"IF(AND(ISBLANK(INDEX($G:$G,)), ISBLANK(INDEX($C:$C,))), \"\", 'PWS Records (System Entry)'!$D$3)","v":"City of Alexandria Water System"},"1004 NYE DR BLDG 4401-A","ALEXANDRIA","LA",71303,10714490,31.325896700000001,-92.522641800000002,null,"Unknown","Not Applicable","Don't Know",null,null,null,"Unknown","Not Applicable",null,null,"Lead Status Unknown"]
[{"$f":"IF(AND(ISBLANK(INDEX($G:$G,)), ISBLANK(INDEX($C:$C,))), \"\", 'PWS Records (System Entry)'!$D$4)","v":"LA1079001"},{"$f":"IF(AND(ISBLANK(INDEX($G:$G,)), ISBLANK(INDEX($C:$C,))), \"\", 'PWS Records (System Entry)'!$D$3)","v":"City of Alexandria Water System"},"1213 TEXAS AVE UNIT 1/2 B","ALEXANDRIA","LA",71303,10714491,31.290027899999998,-92.473254699999998,null,"Unknown","Not Applicable","Don't Know",null,null,null,"Unknown","Not Applicable",null,null,"Lead Status Unknown"]
[{"$f":"IF(AND(ISBLANK(INDEX($G:$G,)), ISBLANK(INDEX($C:$C,))), \"\", 'PWS Records (System Entry)'!$D$4)","v":"LA1079001"},{"$f":"IF(AND(ISBLANK(INDEX($G:$G,)), ISBLANK(INDEX($C:$C,))), \"\", 'PWS Records (System Entry)'!$D$3)","v":"City of Alexandria Water System"},"2612 DETROIT ST","ALEXANDRIA","LA",71303,10714492,31.286619000000002,-92.438494700000007,null,"Unknown","Not Applicable","Don't Know",null,null,null,"Unknown","Not Applicable",null,null,"Lead Status Unknown"]
[{"$f":"IF(AND(ISBLANK(INDEX($G:$G,)), ISBLANK(INDEX($C:$C,))), \"\", 'PWS Records (System Entry)'!$D$4)","v":"LA1079001"},{"$f":"IF(AND(ISBLANK(INDEX($G:$G,)), ISBLANK(INDEX($C:$C,))), \"\", 'PWS Records (System Entry)'!$D$3)","v":"City of Alexandria Water System"},"1004 NYE DR BLDG 4401-B","ALEXANDRIA","LA",71303,10714493,31.325896700000001,-92.522641800000002,null,"Unknown","Not Applicable","Don't Know",null,null,null,"Unknown","Not Applicable",null,null,"Lead Status Unknown"]
[{"$f":"IF(AND(ISBLANK(INDEX($G:$G,)), ISBLANK(INDEX($C:$C,))), \"\", 'PWS Records (System Entry)'!$D$4)","v":"LA1079001"},{"$f":"IF(AND(ISBLANK(INDEX($G:$G,)), ISBLANK(INDEX($C:$C,))), \"\", 'PWS Records (System Entry)'!$D$3)","v":"City of Alexandria Water System"},"1213 TEXAS AVE UNIT 1/2 C","ALEXANDRIA","LA",71303,10714494,31.290027899999998,-92.473254699999998,null,"Unknown","Not Applicable","Don't Know",null,null,null,"Unknown","Not Applicable",null,null,"Lead Status Unknown"]
[{"$f":"IF(AND(ISBLANK(INDEX($G:$G,)), ISBLANK(INDEX($C:$C,))), \"\", 'PWS Records (System Entry)'!$D$4)","v":"LA1079001"},{"$f":"IF(AND(ISBLANK(INDEX($G:$G,)), ISBLANK(INDEX($C:$C,))), \"\", 'PWS Records (System Entry)'!$D$3)","v":"City of Alexandria Water System"},"2612 HOUSTON ST","ALEXANDRIA","LA",71303,10714495,31.290127500000001,-92.446716499999994,null,"Unknown","Not Applicable","Don't Know",null,null,null,"Unknown","Not Applicable",null,null,"Lead Status Unknown"]
[{"$f":"IF(AND(ISBLANK(INDEX($G:$G,)), ISBLANK(INDEX($C:$C,))), \"\", 'PWS Records (System Entry)'!$D$4)","v":"LA1079001"},{"$f":"IF(AND(ISBLANK(INDEX($G:$G,)), ISBLANK(INDEX($C:$C,))), \"\", 'PWS Records (System Entry)'!$D$3)","v":"City of Alexandria Water System"},"1004 PACKARD DR BLDG 3825","ALEXANDRIA","LA",71303,10714496,31.317067099999999,-92.526240099999995,null,"Unknown","Not Applicable","Don't Know",null,null,null,"Unknown","Not Applicable",null,null,"Lead Status Unknown"]
[{"$f":"IF(AND(ISBLANK(INDEX($G:$G,)), ISBLANK(INDEX($C:$C,))), \"\", 'PWS Records (System Entry)'!$D$4)","v":"LA1079001"},{"$f":"IF(AND(ISBLANK(INDEX($G:$G,)), ISBLANK(INDEX($C:$C,))), \"\", 'PWS Records (System Entry)'!$D$3)","v":"City of Alexandria Water System"},"1213 TEXAS AVE UNIT 1/2 A","ALEXANDRIA","LA",71301,10714497,31.290027899999998,-92.473254699999998,null,"Unknown","Not Applicable","Don't Know",null,null,null,"Unknown","Not Applicable",null,null,"Lead Status Unknown"]
[{"$f":"IF(AND(ISBLANK(INDEX($G:$G,)), ISBLANK(INDEX($C:$C,))), \"\", 'PWS Records (System Entry)'!$D$4)","v":"LA1079001"},{"$f":"IF(AND(ISBLANK(INDEX($G:$G,)), ISBLANK(INDEX($C:$C,))), \"\", 'PWS Records (System Entry)'!$D$3)","v":"City of Alexandria Water System"},"1004 ROYCE DR BLDG 3601","ALEXANDRIA","LA",71303,10714498,31.3151589,-92.526426200000003,null,"Unknown","Not Applicable","Don't Know",null,null,null,"Unknown","Not Applicable",null,null,"Lead Status Unknown"]
[{"$f":"IF(AND(ISBLANK(INDEX($G:$G,)), ISBLANK(INDEX($C:$C,))), \"\", 'PWS Records (System Entry)'!$D$4)","v":"LA1079001"},{"$f":"IF(AND(ISBLANK(INDEX($G:$G,)), ISBLANK(INDEX($C:$C,))), \"\", 'PWS Records (System Entry)'!$D$3)","v":"City of Alexandria Water System"},"2612 MARYE ST","ALEXANDRIA","LA",71303,10714499,31.295811499999999,-92.4660291,null,"Unknown","Not Applicable","Don't Know",null,null,null,"Unknown","Not Applicable",null,null,"Lead Status Unknown"]
[{"$f":"IF(AND(ISBLANK(INDEX($G:$G,)), ISBLANK(INDEX($C:$C,))), \"\", 'PWS Records (System Entry)'!$D$4)","v":"LA1079001"},{"$f":"IF(AND(ISBLANK(INDEX($G:$G,)), ISBLANK(INDEX($C:$C,))), \"\", 'PWS Records (System Entry)'!$D$3)","v":"City of Alexandria Water System"},"2612 MARYE ST","ALEXANDRIA","LA",71303,10714502,31.295811499999999,-92.4660291,null,"Unknown","Not Applicable","Don't Know",null,null,null,"Unknown","Not Applicable",null,null,"Lead Status Unknown"]
[{"$f":"IF(AND(ISBLANK(INDEX($G:$G,)), ISBLANK(INDEX($C:$C,))), \"\", 'PWS Records (System Entry)'!$D$4)","v":"LA1079001"},{"$f":"IF(AND(ISBLANK(INDEX($G:$G,)), ISBLANK(INDEX($C:$C,))), \"\", 'PWS Records (System Entry)'!$D$3)","v":"City of Alexandria Water System"},"1213 TEXAS AVE","ALEXANDRIA","LA",71301,10714500,31.290027899999998,-92.473254699999998,null,"Unknown","Not Applicable","Don't Know",null,null,null,"Unknown","Not Applicable",null,null,"Lead Status Unknown"]
[{"$f":"IF(AND(ISBLANK(INDEX($G:$G,)), ISBLANK(INDEX($C:$C,))), \"\", 'PWS Records (System Entry)'!$D$4)","v":"LA1079001"},{"$f":"IF(AND(ISBLANK(INDEX($G:$G,)), ISBLANK(INDEX($C:$C,))), \"\", 'PWS Records (System Entry)'!$D$3)","v":"City of Alexandria Water System"},"1004 SCHILLING DR BLDG 3923","ALEXANDRIA","LA",71303,10714501,31.317997699999999,-92.526282100000003,null,"Unknown","Not Applicable","Don't Know",null,null,null,"Unknown","Not Applicable",null,null,"Lead Status Unknown"]
[{"$f":"IF(AND(ISBLANK(INDEX($G:$G,)), ISBLANK(INDEX($C:$C,))), \"\", 'PWS Records (System Entry)'!$D$4)","v":"LA1079001"},{"$f":"IF(AND(ISBLANK(INDEX($G:$G,)), ISBLANK(INDEX($C:$C,))), \"\", 'PWS Records (System Entry)'!$D$3)","v":"City of Alexandria Water System"},"1214 APPLEWHITE ST","ALEXANDRIA","LA",71303,10714503,31.295385599999999,-92.439481599999993,null,"Unknown","Not Applicable","Don't Know",null,null,null,"Unknown","Not Applicable",null,null,"Lead Status Unknown"]
[{"$f":"IF(AND(ISBLANK(INDEX($G:$G,)), ISBLANK(INDEX($C:$C,))), \"\", 'PWS Records (System Entry)'!$D$4)","v":"LA1079001"},{"$f":"IF(AND(ISBLANK(INDEX($G:$G,)), ISBLANK(INDEX($C:$C,))), \"\", 'PWS Records (System Entry)'!$D$3)","v":"City of Alexandria Water System"},"1004 SEBILLE DR BLDG 3724","ALEXANDRIA","LA",71303,10714504,31.316122499999999,-92.526240000000001,null,"Unknown","Not Applicable","Don't Know",null,null,null,"Unknown","Not Applicable",null,null,"Lead Status Unknown"]
[{"$f":"IF(AND(ISBLANK(INDEX($G:$G,)), ISBLANK(INDEX($C:$C,))), \"\", 'PWS Records (System Entry)'!$D$4)","v":"LA1079001"},{"$f":"IF(AND(ISBLANK(INDEX($G:$G,)), ISBLANK(INDEX($C:$C,))), \"\", 'PWS Records (System Entry)'!$D$3)","v":"City of Alexandria Water System"},"2613 ENTERPRISE RD","ALEXANDRIA","LA",71303,10714505,31.321672499999998,-92.481365999999994,null,"Unknown","Not Applicable","Don't Know",null,null,null,"Unknown","Not Applicable",null,null,"Lead Status Unknown"]
[{"$f":"IF(AND(ISBLANK(INDEX($G:$G,)), ISBLANK(INDEX($C:$C,))), \"\", 'PWS Records (System Entry)'!$D$4)","v":"LA1079001"},{"$f":"IF(AND(ISBLANK(INDEX($G:$G,)), ISBLANK(INDEX($C:$C,))), \"\", 'PWS Records (System Entry)'!$D$3)","v":"City of Alexandria Water System"},"1214 BARRISTER ST","ALEXANDRIA","LA",71303,10714506,31.300403800000002,-92.453065300000006,null,"Unknown","Not Applicable","Don't Know",null,null,null,"Unknown","Not Applicable",null,null,"Lead Status Unknown"]
[{"$f":"IF(AND(ISBLANK(INDEX($G:$G,)), ISBLANK(INDEX($C:$C,))), \"\", 'PWS Records (System Entry)'!$D$4)","v":"LA1079001"},{"$f":"IF(AND(ISBLANK(INDEX($G:$G,)), ISBLANK(INDEX($C:$C,))), \"\", 'PWS Records (System Entry)'!$D$3)","v":"City of Alexandria Water System"},"1004 SNOW WHITE DR","ALEXANDRIA","LA",71303,10714507,31.290635999999999,-92.4828756,null,"Unknown","Not Applicable","Don't Know",null,null,null,"Unknown","Not Applicable",null,null,"Lead Status Unknown"]
[{"$f":"IF(AND(ISBLANK(INDEX($G:$G,)), ISBLANK(INDEX($C:$C,))), \"\", 'PWS Records (System Entry)'!$D$4)","v":"LA1079001"},{"$f":"IF(AND(ISBLANK(INDEX($G:$G,)), ISBLANK(INDEX($C:$C,))), \"\", 'PWS Records (System Entry)'!$D$3)","v":"City of Alexandria Water System"},"2613 IRISH LN","ALEXANDRIA","LA",71303,10714508,31.280212800000001,-92.487052800000001,null,"Unknown","Not Applicable","Don't Know",null,null,null,"Unknown","Not Applicable",null,null,"Lead Status Unknown"]
[{"$f":"IF(AND(ISBLANK(INDEX($G:$G,)), ISBLANK(INDEX($C:$C,))), \"\", 'PWS Records (System Entry)'!$D$4)","v":"LA1079001"},{"$f":"IF(AND(ISBLANK(INDEX($G:$G,)), ISBLANK(INDEX($C:$C,))), \"\", 'PWS Records (System Entry)'!$D$3)","v":"City of Alexandria Water System"},"1214 JACKSON ST","ALEXANDRIA","LA",71303,10714509,31.307293999999999,-92.451717200000004,null,"Unknown","Not Applicable","Don't Know",null,null,null,"Unknown","Not Applicable",null,null,"Lead Status Unknown"]
[{"$f":"IF(AND(ISBLANK(INDEX($G:$G,)), ISBLANK(INDEX($C:$C,))), \"\", 'PWS Records (System Entry)'!$D$4)","v":"LA1079001"},{"$f":"IF(AND(ISBLANK(INDEX($G:$G,)), ISBLANK(INDEX($C:$C,))), \"\", 'PWS Records (System Entry)'!$D$3)","v":"City of Alexandria Water System"},"1004 SOUTH ST","ALEXANDRIA","LA",71303,10714510,31.319043300000001,-92.466509099999996,null,"Unknown","Not Applicable","Don't Know",null,null,null,"Unknown","Not Applicable",null,null,"Lead Status Unknown"]
[{"$f":"IF(AND(ISBLANK(INDEX($G:$G,)), ISBLANK(INDEX($C:$C,))), \"\", 'PWS Records (System Entry)'!$D$4)","v":"LA1079001"},{"$f":"IF(AND(ISBLANK(INDEX($G:$G,)), ISBLANK(INDEX($C:$C,))), \"\", 'PWS Records (System Entry)'!$D$3)","v":"City of Alexandria Water System"},"2613 LASALLE DR","ALEXANDRIA","LA",71303,10714511,31.319796100000001,-92.480958099999995,null,"Unknown","Not Applicable","Don't Know",null,null,null,"Unknown","Not Applicable",null,null,"Lead Status Unknown"]
[{"$f":"IF(AND(ISBLANK(INDEX($G:$G,)), ISBLANK(INDEX($C:$C,))), \"\", 'PWS Records (System Entry)'!$D$4)","v":"LA1079001"},{"$f":"IF(AND(ISBLANK(INDEX($G:$G,)), ISBLANK(INDEX($C:$C,))), \"\", 'PWS Records (System Entry)'!$D$3)","v":"City of Alexandria Water System"},"1214 PRESIDENTS DR","ALEXANDRIA","LA",71303,10714512,31.3233599,-92.484822399999999,null,"Non-Lead - Plastic","Installation Date after Lead Ban","Don't Know",null,null,null,"Non-Lead - Plastic","Installation Date after Lead Ban",null,null,"Non-Lead"]
[{"$f":"IF(AND(ISBLANK(INDEX($G:$G,)), ISBLANK(INDEX($C:$C,))), \"\", 'PWS Records (System Entry)'!$D$4)","v":"LA1079001"},{"$f":"IF(AND(ISBLANK(INDEX($G:$G,)), ISBLANK(INDEX($C:$C,))), \"\", 'PWS Records (System Entry)'!$D$3)","v":"City of Alexandria Water System"},"2613 VANCE AVE","ALEXANDRIA","LA",71303,10714513,31.291956899999999,-92.463140999999993,null,"Unknown","Not Applicable","Don't Know",null,null,null,"Unknown","Not Applicable",null,null,"Lead Status Unknown"]
[{"$f":"IF(AND(ISBLANK(INDEX($G:$G,)), ISBLANK(INDEX($C:$C,))), \"\", 'PWS Records (System Entry)'!$D$4)","v":"LA1079001"},{"$f":"IF(AND(ISBLANK(INDEX($G:$G,)), ISBLANK(INDEX($C:$C,))), \"\", 'PWS Records (System Entry)'!$D$3)","v":"City of Alexandria Water System"},"1215 AUGUSTA AVE","ALEXANDRIA","LA",71303,10714515,31.287099999999999,-92.427893999999995,null,"Unknown","Not Applicable","Don't Know",null,null,null,"Unknown","Not Applicable",null,null,"Lead Status Unknown"]
[{"$f":"IF(AND(ISBLANK(INDEX($G:$G,)), ISBLANK(INDEX($C:$C,))), \"\", 'PWS Records (System Entry)'!$D$4)","v":"LA1079001"},{"$f":"IF(AND(ISBLANK(INDEX($G:$G,)), ISBLANK(INDEX($C:$C,))), \"\", 'PWS Records (System Entry)'!$D$3)","v":"City of Alexandria Water System"},"1004 TRADITIONS LOOP","ALEXANDRIA","LA",71303,10714514,31.280212800000001,-92.487052800000001,null,"Unknown","Not Applicable","Don't Know",null,null,null,"Unknown","Not Applicable",null,null,"Lead Status Unknown"]
[{"$f":"IF(AND(ISBLANK(INDEX($G:$G,)), ISBLANK(INDEX($C:$C,))), \"\", 'PWS Records (System Entry)'!$D$4)","v":"LA1079001"},{"$f":"IF(AND(ISBLANK(INDEX($G:$G,)), ISBLANK(INDEX($C:$C,))), \"\", 'PWS Records (System Entry)'!$D$3)","v":"City of Alexandria Water System"},"2614 LASALLE DR","ALEXANDRIA","LA",71303,10714516,31.319832999999999,-92.481003400000006,null,"Unknown","Not Applicable","Don't Know",null,null,null,"Unknown","Not Applicable",null,null,"Lead Status Unknown"]
[{"$f":"IF(AND(ISBLANK(INDEX($G:$G,)), ISBLANK(INDEX($C:$C,))), \"\", 'PWS Records (System Entry)'!$D$4)","v":"LA1079001"},{"$f":"IF(AND(ISBLANK(INDEX($G:$G,)), ISBLANK(INDEX($C:$C,))), \"\", 'PWS Records (System Entry)'!$D$3)","v":"City of Alexandria Water System"},"1004 WARREN AVE","ALEXANDRIA","LA",71303,10714517,31.265883899999999,-92.490820799999995,null,"Unknown","Not Applicable","Don't Know",null,null,null,"Unknown","Not Applicable",null,null,"Lead Status Unknown"]
[{"$f":"IF(AND(ISBLANK(INDEX($G:$G,)), ISBLANK(INDEX($C:$C,))), \"\", 'PWS Records (System Entry)'!$D$4)","v":"LA1079001"},{"$f":"IF(AND(ISBLANK(INDEX($G:$G,)), ISBLANK(INDEX($C:$C,))), \"\", 'PWS Records (System Entry)'!$D$3)","v":"City of Alexandria Water System"},"1215 CANTERBURY DR","ALEXANDRIA","LA",71303,10714518,31.287951199999998,-92.479645700000006,null,"Unknown","Not Applicable","Don't Know",null,null,null,"Unknown","Not Applicable",null,null,"Lead Status Unknown"]
[{"$f":"IF(AND(ISBLANK(INDEX($G:$G,)), ISBLANK(INDEX($C:$C,))), \"\", 'PWS Records (System Entry)'!$D$4)","v":"LA1079001"},{"$f":"IF(AND(ISBLANK(INDEX($G:$G,)), ISBLANK(INDEX($C:$C,))), \"\", 'PWS Records (System Entry)'!$D$3)","v":"City of Alexandria Water System"},"2615 10TH ST","ALEXANDRIA","LA",71303,10714519,31.297231199999999,-92.437167099999996,null,"Unknown","Not Applicable","Don't Know",null,null,null,"Unknown","Not Applicable",null,null,"Lead Status Unknown"]
[{"$f":"IF(AND(ISBLANK(INDEX($G:$G,)), ISBLANK(INDEX($C:$C,))), \"\", 'PWS Records (System Entry)'!$D$4)","v":"LA1079001"},{"$f":"IF(AND(ISBLANK(INDEX($G:$G,)), ISBLANK(INDEX($C:$C,))), \"\", 'PWS Records (System Entry)'!$D$3)","v":"City of Alexandria Water System"},"1004 WINDERMERE BLVD","ALEXANDRIA","LA",71303,10714520,31.282122399999999,-92.496680299999994,null,"Non-Lead - Plastic","Installation Date after Lead Ban","Don't Know",null,null,null,"Non-Lead - Plastic","Installation Date after Lead Ban",null,null,"Non-Lead"]
[{"$f":"IF(AND(ISBLANK(INDEX($G:$G,)), ISBLANK(INDEX($C:$C,))), \"\", 'PWS Records (System Entry)'!$D$4)","v":"LA1079001"},{"$f":"IF(AND(ISBLANK(INDEX($G:$G,)), ISBLANK(INDEX($C:$C,))), \"\", 'PWS Records (System Entry)'!$D$3)","v":"City of Alexandria Water System"},"1004 WINDERMERE BLVD","ALEXANDRIA","LA",71303,10714522,31.282122399999999,-92.496680299999994,null,"Non-Lead - Plastic","Installation Date after Lead Ban","Don't Know",null,null,null,"Non-Lead - Plastic","Installation Date after Lead Ban",null,null,"Non-Lead"]
[{"$f":"IF(AND(ISBLANK(INDEX($G:$G,)), ISBLANK(INDEX($C:$C,))), \"\", 'PWS Records (System Entry)'!$D$4)","v":"LA1079001"},{"$f":"IF(AND(ISBLANK(INDEX($G:$G,)), ISBLANK(INDEX($C:$C,))), \"\", 'PWS Records (System Entry)'!$D$3)","v":"City of Alexandria Water System"},"1215 ENGLAND DR","ALEXANDRIA","LA",71303,10714521,31.3119011,-92.479274099999998,null,"Unknown","Not Applicable","Don't Know",null,null,null,"Unknown","Not Applicable",null,null,"Lead Status Unknown"]
[{"$f":"IF(AND(ISBLANK(INDEX($G:$G,)), ISBLANK(INDEX($C:$C,))), \"\", 'PWS Records (System Entry)'!$D$4)","v":"LA1079001"},{"$f":"IF(AND(ISBLANK(INDEX($G:$G,)), ISBLANK(INDEX($C:$C,))), \"\", 'PWS Records (System Entry)'!$D$3)","v":"City of Alexandria Water System"},"2615 ELLIOTT ST","ALEXANDRIA","LA",71303,10714523,31.296327399999999,-92.467091600000003,null,"Unknown","Not Applicable","Don't Know",null,null,null,"Unknown","Not Applicable",null,null,"Lead Status Unknown"]
[{"$f":"IF(AND(ISBLANK(INDEX($G:$G,)), ISBLANK(INDEX($C:$C,))), \"\", 'PWS Records (System Entry)'!$D$4)","v":"LA1079001"},{"$f":"IF(AND(ISBLANK(INDEX($G:$G,)), ISBLANK(INDEX($C:$C,))), \"\", 'PWS Records (System Entry)'!$D$3)","v":"City of Alexandria Water System"},"2615 ELLIOTT ST","ALEXANDRIA","LA",71303,10714526,31.296327399999999,-92.467091600000003,null,"Unknown","Not Applicable","Don't Know",null,null,null,"Unknown","Not Applicable",null,null,"Lead Status Unknown"]
[{"$f":"IF(AND(ISBLANK(INDEX($G:$G,)), ISBLANK(INDEX($C:$C,))), \"\", 'PWS Records (System Entry)'!$D$4)","v":"LA1079001"},{"$f":"IF(AND(ISBLANK(INDEX($G:$G,)), ISBLANK(INDEX($C:$C,))), \"\", 'PWS Records (System Entry)'!$D$3)","v":"City of Alexandria Water System"},"1215 KEGLEMAN BLVD BLDG 525","ALEXANDRIA","LA",71303,10714524,31.324800700000001,-92.539948100000004,null,"Unknown","Not Applicable","Don't Know",null,null,null,"Unknown","Not Applicable",null,null,"Lead Status Unknown"]
[{"$f":"IF(AND(ISBLANK(INDEX($G:$G,)), ISBLANK(INDEX($C:$C,))), \"\", 'PWS Records (System Entry)'!$D$4)","v":"LA1079001"},{"$f":"IF(AND(ISBLANK(INDEX($G:$G,)), ISBLANK(INDEX($C:$C,))), \"\", 'PWS Records (System Entry)'!$D$3)","v":"City of Alexandria Water System"},"1005 BAYOU PL","ALEXANDRIA","LA",71303,10714525,31.306889600000002,-92.482071500000004,null,"Non-Lead - Plastic","Installation Date after Lead Ban","Don't Know",null,null,null,"Non-Lead - Plastic","Installation Date after Lead Ban",null,null,"Non-Lead"]
[{"$f":"IF(AND(ISBLANK(INDEX($G:$G,)), ISBLANK(INDEX($C:$C,))), \"\", 'PWS Records (System Entry)'!$D$4)","v":"LA1079001"},{"$f":"IF(AND(ISBLANK(INDEX($G:$G,)), ISBLANK(INDEX($C:$C,))), \"\", 'PWS Records (System Entry)'!$D$3)","v":"City of Alexandria Water System"},"1215 LANCASTER DR","ALEXANDRIA","LA",71303,10714527,31.2883885,-92.478830500000001,null,"Unknown","Not Applicable","Don't Know",null,null,null,"Unknown","Not Applicable",null,null,"Lead Status Unknown"]
[{"$f":"IF(AND(ISBLANK(INDEX($G:$G,)), ISBLANK(INDEX($C:$C,))), \"\", 'PWS Records (System Entry)'!$D$4)","v":"LA1079001"},{"$f":"IF(AND(ISBLANK(INDEX($G:$G,)), ISBLANK(INDEX($C:$C,))), \"\", 'PWS Records (System Entry)'!$D$3)","v":"City of Alexandria Water System"},"1005 CHENEY ST","ALEXANDRIA","LA",71303,10714528,31.297056099999999,-92.4593639,null,"Unknown","Not Applicable","Don't Know",null,null,null,"Unknown","Not Applicable",null,null,"Lead Status Unknown"]
[{"$f":"IF(AND(ISBLANK(INDEX($G:$G,)), ISBLANK(INDEX($C:$C,))), \"\", 'PWS Records (System Entry)'!$D$4)","v":"LA1079001"},{"$f":"IF(AND(ISBLANK(INDEX($G:$G,)), ISBLANK(INDEX($C:$C,))), \"\", 'PWS Records (System Entry)'!$D$3)","v":"City of Alexandria Water System"},"2615 HYNSON ST","ALEXANDRIA","LA",71303,10714529,31.305937400000001,-92.472028600000002,null,"Unknown","Not Applicable","Don't Know",null,null,null,"Unknown","Not Applicable",null,null,"Lead Status Unknown"]
[{"$f":"IF(AND(ISBLANK(INDEX($G:$G,)), ISBLANK(INDEX($C:$C,))), \"\", 'PWS Records (System Entry)'!$D$4)","v":"LA1079001"},{"$f":"IF(AND(ISBLANK(INDEX($G:$G,)), ISBLANK(INDEX($C:$C,))), \"\", 'PWS Records (System Entry)'!$D$3)","v":"City of Alexandria Water System"},"1215 MADDIE ST","ALEXANDRIA","LA",71301,10714531,31.2882271,-92.4739206,null,"Unknown","Not Applicable","Don't Know",null,null,null,"Unknown","Not Applicable",null,null,{"$f":"IF(AND(INDEX($K:$K,)=\"\", INDEX($L:$L,)=\"\", INDEX($M:$M,)=\"\", INDEX($Q:$Q,)=\"\", INDEX($R:$R,)=\"\"), \"\", IF(OR(INDEX($K:$K,)=\"Lead\",INDEX($Q:$Q,)=\"Lead\"),\"Lead\",IF(OR(AND(OR(INDEX($M:$M,)=\"Yes\", INDEX($M:$M,)=\"Don't Know\", INDEX($M:$M,)=\"\"), INDEX($Q:$Q,)=\"Galvanized Iron/Steel\"), AND(INDEX($K:$K,)=\"Unknown\", INDEX($M:$M,)=\"No\", INDEX($Q:$Q,)=\"Galvanized Iron/Steel\")), \"Galvanized Requiring Replacement\", IF(OR(AND(OR(INDEX($K:$K,)=\"Galvanized Iron/Steel\", INDEX($K:$K,)=\"Non-Lead - Copper\", INDEX($K:$K,)=\"Non-Lead - Plastic\", INDEX($K:$K,)=\"Non-Lead - Other\", INDEX($K:$K,)=\"Non-Lead - Material Unknown\", INDEX($K:$K,)=\"No System Owned Portion\"), OR(INDEX($Q:$Q,)=\"Galvanized Iron/Steel\", INDEX($Q:$Q,)=\"Non-Lead - Copper\", INDEX($Q:$Q,)=\"Non-Lead - Plastic\", INDEX($Q:$Q,)=\"Non-Lead - Other\", INDEX($Q:$Q,)=\"Non-Lead - Predictive Model\", INDEX($Q:$Q,)=\"No Customer Owned Portion\")), AND(OR( INDEX($K:$K,)=\"Galvanized Iron/Steel\", INDEX($K:$K,)=\"Non-Lead - Copper\", INDEX($K:$K,)=\"Non-Lead - Plastic\", INDEX($K:$K,)=\"Non-Lead - Other\", INDEX($K:$K,)=\"Non-Lead - Material Unknown\", INDEX($K:$K,)=\"No System Owned Portion\"), INDEX($M:$M,)=\"No\", INDEX($Q:$Q,)=\"Non-Lead - Material Unknown\")), \"Non-Lead\", \"Lead Status Unknown\"))))","v":"Lead Status Unknown"}]
[{"$f":"IF(AND(ISBLANK(INDEX($G:$G,)), ISBLANK(INDEX($C:$C,))), \"\", 'PWS Records (System Entry)'!$D$4)","v":"LA1079001"},{"$f":"IF(AND(ISBLANK(INDEX($G:$G,)), ISBLANK(INDEX($C:$C,))), \"\", 'PWS Records (System Entry)'!$D$3)","v":"City of Alexandria Water System"},"1005 MAUREEN ST","ALEXANDRIA","LA",71303,10714530,31.270096599999999,-92.488421599999995,null,"Unknown","Not Applicable","Don't Know",null,null,null,"Unknown","Not Applicable",null,null,"Lead Status Unknown"]
[{"$f":"IF(AND(ISBLANK(INDEX($G:$G,)), ISBLANK(INDEX($C:$C,))), \"\", 'PWS Records (System Entry)'!$D$4)","v":"LA1079001"},{"$f":"IF(AND(ISBLANK(INDEX($G:$G,)), ISBLANK(INDEX($C:$C,))), \"\", 'PWS Records (System Entry)'!$D$3)","v":"City of Alexandria Water System"},"2616 DETROIT ST","ALEXANDRIA","LA",71303,10714532,31.286425600000001,-92.438507299999998,null,"Unknown","Not Applicable","Don't Know",null,null,null,"Unknown","Not Applicable",null,null,"Lead Status Unknown"]
[{"$f":"IF(AND(ISBLANK(INDEX($G:$G,)), ISBLANK(INDEX($C:$C,))), \"\", 'PWS Records (System Entry)'!$D$4)","v":"LA1079001"},{"$f":"IF(AND(ISBLANK(INDEX($G:$G,)), ISBLANK(INDEX($C:$C,))), \"\", 'PWS Records (System Entry)'!$D$3)","v":"City of Alexandria Water System"},"1005 PACKARD DR BLDG 3902","ALEXANDRIA","LA",71303,10714533,31.317122099999999,-92.526240999999999,null,"Unknown","Not Applicable","Don't Know",null,null,null,"Unknown","Not Applicable",null,null,"Lead Status Unknown"]
[{"$f":"IF(AND(ISBLANK(INDEX($G:$G,)), ISBLANK(INDEX($C:$C,))), \"\", 'PWS Records (System Entry)'!$D$4)","v":"LA1079001"},{"$f":"IF(AND(ISBLANK(INDEX($G:$G,)), ISBLANK(INDEX($C:$C,))), \"\", 'PWS Records (System Entry)'!$D$3)","v":"City of Alexandria Water System"},"1215 ODOM ST","ALEXANDRIA","LA",71303,10714534,31.320029099999999,-92.466731800000005,null,"Unknown","Not Applicable","Don't Know",null,null,null,"Unknown","Not Applicable",null,null,"Lead Status Unknown"]
[{"$f":"IF(AND(ISBLANK(INDEX($G:$G,)), ISBLANK(INDEX($C:$C,))), \"\", 'PWS Records (System Entry)'!$D$4)","v":"LA1079001"},{"$f":"IF(AND(ISBLANK(INDEX($G:$G,)), ISBLANK(INDEX($C:$C,))), \"\", 'PWS Records (System Entry)'!$D$3)","v":"City of Alexandria Water System"},"1005 ROYCE DR BLDG 3702","ALEXANDRIA","LA",71303,10714535,31.315203400000001,-92.526248199999998,null,"Unknown","Not Applicable","Don't Know",null,null,null,"Unknown","Not Applicable",null,null,"Lead Status Unknown"]
[{"$f":"IF(AND(ISBLANK(INDEX($G:$G,)), ISBLANK(INDEX($C:$C,))), \"\", 'PWS Records (System Entry)'!$D$4)","v":"LA1079001"},{"$f":"IF(AND(ISBLANK(INDEX($G:$G,)), ISBLANK(INDEX($C:$C,))), \"\", 'PWS Records (System Entry)'!$D$3)","v":"City of Alexandria Water System"},"2616 HOUSTON ST","ALEXANDRIA","LA",71303,10714536,31.289532699999999,-92.446738600000003,null,"Unknown","Not Applicable","Don't Know",null,null,null,"Unknown","Not Applicable",null,null,"Lead Status Unknown"]
[{"$f":"IF(AND(ISBLANK(INDEX($G:$G,)), ISBLANK(INDEX($C:$C,))), \"\", 'PWS Records (System Entry)'!$D$4)","v":"LA1079001"},{"$f":"IF(AND(ISBLANK(INDEX($G:$G,)), ISBLANK(INDEX($C:$C,))), \"\", 'PWS Records (System Entry)'!$D$3)","v":"City of Alexandria Water System"},"1215 SOUTHAMPTON DR","ALEXANDRIA","LA",71303,10714537,31.287631300000001,-92.480841299999994,null,"Unknown","Not Applicable","Don't Know",null,null,null,"Unknown","Not Applicable",null,null,"Lead Status Unknown"]
[{"$f":"IF(AND(ISBLANK(INDEX($G:$G,)), ISBLANK(INDEX($C:$C,))), \"\", 'PWS Records (System Entry)'!$D$4)","v":"LA1079001"},{"$f":"IF(AND(ISBLANK(INDEX($G:$G,)), ISBLANK(INDEX($C:$C,))), \"\", 'PWS Records (System Entry)'!$D$3)","v":"City of Alexandria Water System"},"1005 SCHILLING DR BLDG 4002","ALEXANDRIA","LA",71303,10714538,31.318055600000001,-92.526184099999995,null,"Unknown","Not Applicable","Don't Know",null,null,null,"Unknown","Not Applicable",null,null,"Lead Status Unknown"]
[{"$f":"IF(AND(ISBLANK(INDEX($G:$G,)), ISBLANK(INDEX($C:$C,))), \"\", 'PWS Records (System Entry)'!$D$4)","v":"LA1079001"},{"$f":"IF(AND(ISBLANK(INDEX($G:$G,)), ISBLANK(INDEX($C:$C,))), \"\", 'PWS Records (System Entry)'!$D$3)","v":"City of Alexandria Water System"},"2616 OVERTON ST","ALEXANDRIA","LA",71303,10714539,31.290103999999999,-92.450149999999994,null,"Non-Lead - Other","Installation Date after Lead Ban","Don't Know",null,null,null,"Non-Lead - Other","Installation Date after Lead Ban",null,null,"Non-Lead"]
[{"$f":"IF(AND(ISBLANK(INDEX($G:$G,)), ISBLANK(INDEX($C:$C,))), \"\", 'PWS Records (System Entry)'!$D$4)","v":"LA1079001"},{"$f":"IF(AND(ISBLANK(INDEX($G:$G,)), ISBLANK(INDEX($C:$C,))), \"\", 'PWS Records (System Entry)'!$D$3)","v":"City of Alexandria Water System"},"1215 TEXAS AVE","ALEXANDRIA","LA",71303,10714540,31.289833999999999,-92.473177399999997,null,"Unknown","Not Applicable","Don't Know",null,null,null,"Unknown","Not Applicable",null,null,"Lead Status Unknown"]
[{"$f":"IF(AND(ISBLANK(INDEX($G:$G,)), ISBLANK(INDEX($C:$C,))), \"\", 'PWS Records (System Entry)'!$D$4)","v":"LA1079001"},{"$f":"IF(AND(ISBLANK(INDEX($G:$G,)), ISBLANK(INDEX($C:$C,))), \"\", 'PWS Records (System Entry)'!$D$3)","v":"City of Alexandria Water System"},"1005 SEBILLE DR BLDG 3802","ALEXANDRIA","LA",71303,10714541,31.316177499999998,-92.526228000000003,null,"Unknown","Not Applicable","Don't Know",null,null,null,"Unknown","Not Applicable",null,null,"Lead Status Unknown"]
[{"$f":"IF(AND(ISBLANK(INDEX($G:$G,)), ISBLANK(INDEX($C:$C,))), \"\", 'PWS Records (System Entry)'!$D$4)","v":"LA1079001"},{"$f":"IF(AND(ISBLANK(INDEX($G:$G,)), ISBLANK(INDEX($C:$C,))), \"\", 'PWS Records (System Entry)'!$D$3)","v":"City of Alexandria Water System"},"2616 WISE ST","ALEXANDRIA","LA",71303,10714543,31.289682899999999,-92.447872899999993,null,"Non-Lead - Other","Installation Record (for example, tap card)","Don't Know",null,null,null,"Non-Lead - Other","Installation Record (for example, tap card)",null,null,"Non-Lead"]
[{"$f":"IF(AND(ISBLANK(INDEX($G:$G,)), ISBLANK(INDEX($C:$C,))), \"\", 'PWS Records (System Entry)'!$D$4)","v":"LA1079001"},{"$f":"IF(AND(ISBLANK(INDEX($G:$G,)), ISBLANK(INDEX($C:$C,))), \"\", 'PWS Records (System Entry)'!$D$3)","v":"City of Alexandria Water System"},"1215 THORNTON ST","ALEXANDRIA","LA",71303,10714542,31.299167700000002,-92.455005099999994,null,"Unknown","Not Applicable","Don't Know",null,null,null,"Unknown","Not Applicable",null,null,"Lead Status Unknown"]
[{"$f":"IF(AND(ISBLANK(INDEX($G:$G,)), ISBLANK(INDEX($C:$C,))), \"\", 'PWS Records (System Entry)'!$D$4)","v":"LA1079001"},{"$f":"IF(AND(ISBLANK(INDEX($G:$G,)), ISBLANK(INDEX($C:$C,))), \"\", 'PWS Records (System Entry)'!$D$3)","v":"City of Alexandria Water System"},"1005 SEIP DR BLDG 3506","ALEXANDRIA","LA",71303,10714544,31.320971700000001,-92.526250700000006,null,"Unknown","Not Applicable","Don't Know",null,null,null,"Unknown","Not Applicable",null,null,"Lead Status Unknown"]
[{"$f":"IF(AND(ISBLANK(INDEX($G:$G,)), ISBLANK(INDEX($C:$C,))), \"\", 'PWS Records (System Entry)'!$D$4)","v":"LA1079001"},{"$f":"IF(AND(ISBLANK(INDEX($G:$G,)), ISBLANK(INDEX($C:$C,))), \"\", 'PWS Records (System Entry)'!$D$3)","v":"City of Alexandria Water System"},"1215 WARSHAUER ST","ALEXANDRIA","LA",71303,10714545,31.292841299999999,-92.446720499999998,null,"Unknown","Not Applicable","Don't Know",null,null,null,"Unknown","Not Applicable",null,null,"Lead Status Unknown"]
[{"$f":"IF(AND(ISBLANK(INDEX($G:$G,)), ISBLANK(INDEX($C:$C,))), \"\", 'PWS Records (System Entry)'!$D$4)","v":"LA1079001"},{"$f":"IF(AND(ISBLANK(INDEX($G:$G,)), ISBLANK(INDEX($C:$C,))), \"\", 'PWS Records (System Entry)'!$D$3)","v":"City of Alexandria Water System"},"2617 NEW YORK AVE","ALEXANDRIA","LA",71303,10714546,31.286905099999998,-92.439481799999996,null,"Unknown","Not Applicable","Don't Know",null,null,null,"Unknown","Not Applicable",null,null,"Lead Status Unknown"]
[{"$f":"IF(AND(ISBLANK(INDEX($G:$G,)), ISBLANK(INDEX($C:$C,))), \"\", 'PWS Records (System Entry)'!$D$4)","v":"LA1079001"},{"$f":"IF(AND(ISBLANK(INDEX($G:$G,)), ISBLANK(INDEX($C:$C,))), \"\", 'PWS Records (System Entry)'!$D$3)","v":"City of Alexandria Water System"},"1005 SOUTH ST","ALEXANDRIA","LA",71303,10714547,31.319033000000001,-92.466586000000007,null,"Unknown","Not Applicable","Don't Know",null,null,null,"Unknown","Not Applicable",null,null,"Lead Status Unknown"]
[{"$f":"IF(AND(ISBLANK(INDEX($G:$G,)), ISBLANK(INDEX($C:$C,))), \"\", 'PWS Records (System Entry)'!$D$4)","v":"LA1079001"},{"$f":"IF(AND(ISBLANK(INDEX($G:$G,)), ISBLANK(INDEX($C:$C,))), \"\", 'PWS Records (System Entry)'!$D$3)","v":"City of Alexandria Water System"},"1215 WILSHIRE DR","ALEXANDRIA","LA",71303,10714548,31.288666599999999,-92.477845799999997,null,"Unknown","Not Applicable","Don't Know",null,null,null,"Unknown","Not Applicable",null,null,"Lead Status Unknown"]
[{"$f":"IF(AND(ISBLANK(INDEX($G:$G,)), ISBLANK(INDEX($C:$C,))), \"\", 'PWS Records (System Entry)'!$D$4)","v":"LA1079001"},{"$f":"IF(AND(ISBLANK(INDEX($G:$G,)), ISBLANK(INDEX($C:$C,))), \"\", 'PWS Records (System Entry)'!$D$3)","v":"City of Alexandria Water System"},"1215 WILSHIRE DR","ALEXANDRIA","LA",71303,10714551,31.288666599999999,-92.477845799999997,null,"Unknown","Not Applicable","Don't Know",null,null,null,"Unknown","Not Applicable",null,null,"Lead Status Unknown"]
[{"$f":"IF(AND(ISBLANK(INDEX($G:$G,)), ISBLANK(INDEX($C:$C,))), \"\", 'PWS Records (System Entry)'!$D$4)","v":"LA1079001"},{"$f":"IF(AND(ISBLANK(INDEX($G:$G,)), ISBLANK(INDEX($C:$C,))), \"\", 'PWS Records (System Entry)'!$D$3)","v":"City of Alexandria Water System"},"2617 WISE ST","ALEXANDRIA","LA",71303,10714549,31.2895143,-92.447831199999996,null,"Non-Lead - Other","Installation Date after Lead Ban","Don't Know",null,null,null,"Non-Lead - Other","Installation Date after Lead Ban",null,null,"Non-Lead"]
[{"$f":"IF(AND(ISBLANK(INDEX($G:$G,)), ISBLANK(INDEX($C:$C,))), \"\", 'PWS Records (System Entry)'!$D$4)","v":"LA1079001"},{"$f":"IF(AND(ISBLANK(INDEX($G:$G,)), ISBLANK(INDEX($C:$C,))), \"\", 'PWS Records (System Entry)'!$D$3)","v":"City of Alexandria Water System"},"1005 STRACENER ST","ALEXANDRIA","LA",71303,10714550,31.319768100000001,-92.465816000000004,null,"Unknown","Not Applicable","Don't Know",null,null,null,"Unknown","Not Applicable",null,null,"Lead Status Unknown"]
[{"$f":"IF(AND(ISBLANK(INDEX($G:$G,)), ISBLANK(INDEX($C:$C,))), \"\", 'PWS Records (System Entry)'!$D$4)","v":"LA1079001"},{"$f":"IF(AND(ISBLANK(INDEX($G:$G,)), ISBLANK(INDEX($C:$C,))), \"\", 'PWS Records (System Entry)'!$D$3)","v":"City of Alexandria Water System"},"1005 TWIN BRIDGES RD","ALEXANDRIA","LA",71301,10714552,31.264846800000001,-92.491481699999994,null,"Unknown","Not Applicable","Don't Know",null,null,null,"Unknown","Not Applicable",null,null,"Lead Status Unknown"]
[{"$f":"IF(AND(ISBLANK(INDEX($G:$G,)), ISBLANK(INDEX($C:$C,))), \"\", 'PWS Records (System Entry)'!$D$4)","v":"LA1079001"},{"$f":"IF(AND(ISBLANK(INDEX($G:$G,)), ISBLANK(INDEX($C:$C,))), \"\", 'PWS Records (System Entry)'!$D$3)","v":"City of Alexandria Water System"},"1216 AUGUSTA AVE","ALEXANDRIA","LA",71303,10714553,31.287289999999999,-92.428184000000002,null,"Unknown","Not Applicable","Don't Know",null,null,null,"Unknown","Not Applicable",null,null,"Lead Status Unknown"]
[{"$f":"IF(AND(ISBLANK(INDEX($G:$G,)), ISBLANK(INDEX($C:$C,))), \"\", 'PWS Records (System Entry)'!$D$4)","v":"LA1079001"},{"$f":"IF(AND(ISBLANK(INDEX($G:$G,)), ISBLANK(INDEX($C:$C,))), \"\", 'PWS Records (System Entry)'!$D$3)","v":"City of Alexandria Water System"},"2618 3RD ST UNIT 1/2","ALEXANDRIA","LA",71303,10714554,31.300949200000002,-92.431900299999995,null,"Unknown","Not Applicable","Don't Know",null,null,null,"Unknown","Not Applicable",null,null,"Lead Status Unknown"]
[{"$f":"IF(AND(ISBLANK(INDEX($G:$G,)), ISBLANK(INDEX($C:$C,))), \"\", 'PWS Records (System Entry)'!$D$4)","v":"LA1079001"},{"$f":"IF(AND(ISBLANK(INDEX($G:$G,)), ISBLANK(INDEX($C:$C,))), \"\", 'PWS Records (System Entry)'!$D$3)","v":"City of Alexandria Water System"},"1005 WINDERMERE BLVD","ALEXANDRIA","LA",71303,10714555,31.282075500000001,-92.496488099999993,null,"Unknown","Not Applicable","Don't Know",null,null,null,"Unknown","Not Applicable",null,null,"Lead Status Unknown"]
[{"$f":"IF(AND(ISBLANK(INDEX($G:$G,)), ISBLANK(INDEX($C:$C,))), \"\", 'PWS Records (System Entry)'!$D$4)","v":"LA1079001"},{"$f":"IF(AND(ISBLANK(INDEX($G:$G,)), ISBLANK(INDEX($C:$C,))), \"\", 'PWS Records (System Entry)'!$D$3)","v":"City of Alexandria Water System"},"1216 BLYTHE AVE","ALEXANDRIA","LA",71303,10714556,31.299562699999999,-92.454012199999994,null,"Unknown","Not Applicable","Don't Know",null,null,null,"Unknown","Not Applicable",null,null,"Lead Status Unknown"]
[{"$f":"IF(AND(ISBLANK(INDEX($G:$G,)), ISBLANK(INDEX($C:$C,))), \"\", 'PWS Records (System Entry)'!$D$4)","v":"LA1079001"},{"$f":"IF(AND(ISBLANK(INDEX($G:$G,)), ISBLANK(INDEX($C:$C,))), \"\", 'PWS Records (System Entry)'!$D$3)","v":"City of Alexandria Water System"},"2618 4TH ST","ALEXANDRIA","LA",71303,10714557,31.300331199999999,-92.432264099999998,null,"Unknown","Not Applicable","Don't Know",null,null,null,"Unknown","Not Applicable",null,null,"Lead Status Unknown"]
[{"$f":"IF(AND(ISBLANK(INDEX($G:$G,)), ISBLANK(INDEX($C:$C,))), \"\", 'PWS Records (System Entry)'!$D$4)","v":"LA1079001"},{"$f":"IF(AND(ISBLANK(INDEX($G:$G,)), ISBLANK(INDEX($C:$C,))), \"\", 'PWS Records (System Entry)'!$D$3)","v":"City of Alexandria Water System"},"1006 8TH ST","ALEXANDRIA","LA",71303,10714558,31.308558699999999,-92.447540399999994,null,"Unknown","Not Applicable","Don't Know",null,null,null,"Unknown","Not Applicable",null,null,"Lead Status Unknown"]
[{"$f":"IF(AND(ISBLANK(INDEX($G:$G,)), ISBLANK(INDEX($C:$C,))), \"\", 'PWS Records (System Entry)'!$D$4)","v":"LA1079001"},{"$f":"IF(AND(ISBLANK(INDEX($G:$G,)), ISBLANK(INDEX($C:$C,))), \"\", 'PWS Records (System Entry)'!$D$3)","v":"City of Alexandria Water System"},"1216 CANTERBURY DR","ALEXANDRIA","LA",71303,10714559,31.287869400000002,-92.479670299999995,null,"Unknown","Not Applicable","Don't Know",null,null,null,"Unknown","Not Applicable",null,null,"Lead Status Unknown"]
[{"$f":"IF(AND(ISBLANK(INDEX($G:$G,)), ISBLANK(INDEX($C:$C,))), \"\", 'PWS Records (System Entry)'!$D$4)","v":"LA1079001"},{"$f":"IF(AND(ISBLANK(INDEX($G:$G,)), ISBLANK(INDEX($C:$C,))), \"\", 'PWS Records (System Entry)'!$D$3)","v":"City of Alexandria Water System"},"2618 HOUSTON ST","ALEXANDRIA","LA",71303,10714561,31.289434499999999,-92.446748700000001,null,"Unknown","Not Applicable","Don't Know",null,null,null,"Unknown","Not Applicable",null,null,"Lead Status Unknown"]
[{"$f":"IF(AND(ISBLANK(INDEX($G:$G,)), ISBLANK(INDEX($C:$C,))), \"\", 'PWS Records (System Entry)'!$D$4)","v":"LA1079001"},{"$f":"IF(AND(ISBLANK(INDEX($G:$G,)), ISBLANK(INDEX($C:$C,))), \"\", 'PWS Records (System Entry)'!$D$3)","v":"City of Alexandria Water System"},"1006 BROOKS BLVD","ALEXANDRIA","LA",71303,10714560,31.303466,-92.514472699999999,null,"Unknown","Not Applicable","Don't Know",null,null,null,"Unknown","Not Applicable",null,null,"Lead Status Unknown"]
[{"$f":"IF(AND(ISBLANK(INDEX($G:$G,)), ISBLANK(INDEX($C:$C,))), \"\", 'PWS Records (System Entry)'!$D$4)","v":"LA1079001"},{"$f":"IF(AND(ISBLANK(INDEX($G:$G,)), ISBLANK(INDEX($C:$C,))), \"\", 'PWS Records (System Entry)'!$D$3)","v":"City of Alexandria Water System"},"1216 HUNTER ST","ALEXANDRIA","LA",71303,10714562,31.293266500000001,-92.468304000000003,null,"Unknown","Not Applicable","Don't Know",null,null,null,"Unknown","Not Applicable",null,null,"Lead Status Unknown"]
[{"$f":"IF(AND(ISBLANK(INDEX($G:$G,)), ISBLANK(INDEX($C:$C,))), \"\", 'PWS Records (System Entry)'!$D$4)","v":"LA1079001"},{"$f":"IF(AND(ISBLANK(INDEX($G:$G,)), ISBLANK(INDEX($C:$C,))), \"\", 'PWS Records (System Entry)'!$D$3)","v":"City of Alexandria Water System"},"1006 CALAIS CIR","ALEXANDRIA","LA",71303,10714563,31.2745459,-92.485625099999993,null,"Unknown","Not Applicable","Don't Know",null,null,null,"Unknown","Not Applicable",null,null,"Lead Status Unknown"]
[{"$f":"IF(AND(ISBLANK(INDEX($G:$G,)), ISBLANK(INDEX($C:$C,))), \"\", 'PWS Records (System Entry)'!$D$4)","v":"LA1079001"},{"$f":"IF(AND(ISBLANK(INDEX($G:$G,)), ISBLANK(INDEX($C:$C,))), \"\", 'PWS Records (System Entry)'!$D$3)","v":"City of Alexandria Water System"},"1006 CALAIS CIR","ALEXANDRIA","LA",71303,10714566,31.2745459,-92.485625099999993,null,"Unknown","Not Applicable","Don't Know",null,null,null,"Unknown","Not Applicable",null,null,"Lead Status Unknown"]
[{"$f":"IF(AND(ISBLANK(INDEX($G:$G,)), ISBLANK(INDEX($C:$C,))), \"\", 'PWS Records (System Entry)'!$D$4)","v":"LA1079001"},{"$f":"IF(AND(ISBLANK(INDEX($G:$G,)), ISBLANK(INDEX($C:$C,))), \"\", 'PWS Records (System Entry)'!$D$3)","v":"City of Alexandria Water System"},"2619 7TH ST","ALEXANDRIA","LA",71303,10714565,31.299220999999999,-92.434546600000004,null,"Unknown","Not Applicable","Don't Know",null,null,null,"Unknown","Not Applicable",null,null,"Lead Status Unknown"]
[{"$f":"IF(AND(ISBLANK(INDEX($G:$G,)), ISBLANK(INDEX($C:$C,))), \"\", 'PWS Records (System Entry)'!$D$4)","v":"LA1079001"},{"$f":"IF(AND(ISBLANK(INDEX($G:$G,)), ISBLANK(INDEX($C:$C,))), \"\", 'PWS Records (System Entry)'!$D$3)","v":"City of Alexandria Water System"},"1216 JACKSON ST","ALEXANDRIA","LA",71303,10714564,31.307189699999999,-92.451833600000001,null,"Unknown","Not Applicable","Don't Know",null,null,null,"Unknown","Not Applicable",null,null,"Lead Status Unknown"]
[{"$f":"IF(AND(ISBLANK(INDEX($G:$G,)), ISBLANK(INDEX($C:$C,))), \"\", 'PWS Records (System Entry)'!$D$4)","v":"LA1079001"},{"$f":"IF(AND(ISBLANK(INDEX($G:$G,)), ISBLANK(INDEX($C:$C,))), \"\", 'PWS Records (System Entry)'!$D$3)","v":"City of Alexandria Water System"},"2619 LEVIN ST","ALEXANDRIA","LA",71303,10714567,31.304104899999999,-92.471354599999998,null,"Unknown","Not Applicable","Don't Know",null,null,null,"Unknown","Not Applicable",null,null,"Lead Status Unknown"]
[{"$f":"IF(AND(ISBLANK(INDEX($G:$G,)), ISBLANK(INDEX($C:$C,))), \"\", 'PWS Records (System Entry)'!$D$4)","v":"LA1079001"},{"$f":"IF(AND(ISBLANK(INDEX($G:$G,)), ISBLANK(INDEX($C:$C,))), \"\", 'PWS Records (System Entry)'!$D$3)","v":"City of Alexandria Water System"},"1006 ELEANOR DR","ALEXANDRIA","LA",71303,10714568,31.290312799999999,-92.428254699999997,null,"Unknown","Not Applicable","Don't Know",null,null,null,"Unknown","Not Applicable",null,null,"Lead Status Unknown"]
[{"$f":"IF(AND(ISBLANK(INDEX($G:$G,)), ISBLANK(INDEX($C:$C,))), \"\", 'PWS Records (System Entry)'!$D$4)","v":"LA1079001"},{"$f":"IF(AND(ISBLANK(INDEX($G:$G,)), ISBLANK(INDEX($C:$C,))), \"\", 'PWS Records (System Entry)'!$D$3)","v":"City of Alexandria Water System"},"1216 LANCASTER DR","ALEXANDRIA","LA",71303,10714569,31.2883423,-92.478871499999997,null,"Unknown","Not Applicable","Don't Know",null,null,null,"Unknown","Not Applicable",null,null,"Lead Status Unknown"]
[{"$f":"IF(AND(ISBLANK(INDEX($G:$G,)), ISBLANK(INDEX($C:$C,))), \"\", 'PWS Records (System Entry)'!$D$4)","v":"LA1079001"},{"$f":"IF(AND(ISBLANK(INDEX($G:$G,)), ISBLANK(INDEX($C:$C,))), \"\", 'PWS Records (System Entry)'!$D$3)","v":"City of Alexandria Water System"},"1006 PACKARD DR BLDG 3814","ALEXANDRIA","LA",71303,10714570,31.317074099999999,-92.525969399999994,null,"Unknown","Not Applicable","Don't Know",null,null,null,"Unknown","Not Applicable",null,null,"Lead Status Unknown"]
[{"$f":"IF(AND(ISBLANK(INDEX($G:$G,)), ISBLANK(INDEX($C:$C,))), \"\", 'PWS Records (System Entry)'!$D$4)","v":"LA1079001"},{"$f":"IF(AND(ISBLANK(INDEX($G:$G,)), ISBLANK(INDEX($C:$C,))), \"\", 'PWS Records (System Entry)'!$D$3)","v":"City of Alexandria Water System"},"2619 WISE ST","ALEXANDRIA","LA",71303,10714571,31.289436500000001,-92.447837300000003,null,"Non-Lead - Other","Installation Date after Lead Ban","Don't Know",null,null,null,"Non-Lead - Other","Installation Date after Lead Ban",null,null,"Non-Lead"]
[{"$f":"IF(AND(ISBLANK(INDEX($G:$G,)), ISBLANK(INDEX($C:$C,))), \"\", 'PWS Records (System Entry)'!$D$4)","v":"LA1079001"},{"$f":"IF(AND(ISBLANK(INDEX($G:$G,)), ISBLANK(INDEX($C:$C,))), \"\", 'PWS Records (System Entry)'!$D$3)","v":"City of Alexandria Water System"},"1006 SCHILLING DR BLDG 3922","ALEXANDRIA","LA",71303,10714572,31.318011800000001,-92.526038099999994,null,"Unknown","Not Applicable","Don't Know",null,null,null,"Unknown","Not Applicable",null,null,"Lead Status Unknown"]
[{"$f":"IF(AND(ISBLANK(INDEX($G:$G,)), ISBLANK(INDEX($C:$C,))), \"\", 'PWS Records (System Entry)'!$D$4)","v":"LA1079001"},{"$f":"IF(AND(ISBLANK(INDEX($G:$G,)), ISBLANK(INDEX($C:$C,))), \"\", 'PWS Records (System Entry)'!$D$3)","v":"City of Alexandria Water System"},"1216 MACARTHUR DR","ALEXANDRIA","LA",71303,10714574,31.288924300000001,-92.476304400000004,null,"Unknown","Not Applicable","Don't Know",null,null,null,"Unknown","Not Applicable",null,null,"Lead Status Unknown"]
[{"$f":"IF(AND(ISBLANK(INDEX($G:$G,)), ISBLANK(INDEX($C:$C,))), \"\", 'PWS Records (System Entry)'!$D$4)","v":"LA1079001"},{"$f":"IF(AND(ISBLANK(INDEX($G:$G,)), ISBLANK(INDEX($C:$C,))), \"\", 'PWS Records (System Entry)'!$D$3)","v":"City of Alexandria Water System"},"262 LINKS DR","ALEXANDRIA","LA",71301,10714573,31.306118999999999,-92.541398999999998,null,"Non-Lead - Other","Installation Record (for example, tap card)","Don't Know",null,null,null,"Non-Lead - Other","Installation Record (for example, tap card)",null,null,"Non-Lead"]
[{"$f":"IF(AND(ISBLANK(INDEX($G:$G,)), ISBLANK(INDEX($C:$C,))), \"\", 'PWS Records (System Entry)'!$D$4)","v":"LA1079001"},{"$f":"IF(AND(ISBLANK(INDEX($G:$G,)), ISBLANK(INDEX($C:$C,))), \"\", 'PWS Records (System Entry)'!$D$3)","v":"City of Alexandria Water System"},"1006 SEBILLE DR BLDG 3723","ALEXANDRIA","LA",71303,10714575,31.316122799999999,-92.526015900000004,null,"Unknown","Not Applicable","Don't Know",null,null,null,"Unknown","Not Applicable",null,null,"Lead Status Unknown"]
[{"$f":"IF(AND(ISBLANK(INDEX($G:$G,)), ISBLANK(INDEX($C:$C,))), \"\", 'PWS Records (System Entry)'!$D$4)","v":"LA1079001"},{"$f":"IF(AND(ISBLANK(INDEX($G:$G,)), ISBLANK(INDEX($C:$C,))), \"\", 'PWS Records (System Entry)'!$D$3)","v":"City of Alexandria Water System"},"2620 8TH ST","ALEXANDRIA","LA",71303,10714576,31.297778099999999,-92.434401199999996,null,"Unknown","Not Applicable","Don't Know",null,null,null,"Unknown","Not Applicable",null,null,"Lead Status Unknown"]
[{"$f":"IF(AND(ISBLANK(INDEX($G:$G,)), ISBLANK(INDEX($C:$C,))), \"\", 'PWS Records (System Entry)'!$D$4)","v":"LA1079001"},{"$f":"IF(AND(ISBLANK(INDEX($G:$G,)), ISBLANK(INDEX($C:$C,))), \"\", 'PWS Records (System Entry)'!$D$3)","v":"City of Alexandria Water System"},"1216 MARTHA LN","ALEXANDRIA","LA",71303,10714577,31.323223299999999,-92.473019600000001,null,"Non-Lead - Plastic","Installation Record (for example, tap card)","Don't Know",null,null,null,"Unknown","Not Applicable",null,null,"Lead Status Unknown"]
[{"$f":"IF(AND(ISBLANK(INDEX($G:$G,)), ISBLANK(INDEX($C:$C,))), \"\", 'PWS Records (System Entry)'!$D$4)","v":"LA1079001"},{"$f":"IF(AND(ISBLANK(INDEX($G:$G,)), ISBLANK(INDEX($C:$C,))), \"\", 'PWS Records (System Entry)'!$D$3)","v":"City of Alexandria Water System"},"1006 STRACENER ST","ALEXANDRIA","LA",71303,10714578,31.319798299999999,-92.465766900000006,null,"Unknown","Not Applicable","Don't Know",null,null,null,"Unknown","Not Applicable",null,null,"Lead Status Unknown"]
[{"$f":"IF(AND(ISBLANK(INDEX($G:$G,)), ISBLANK(INDEX($C:$C,))), \"\", 'PWS Records (System Entry)'!$D$4)","v":"LA1079001"},{"$f":"IF(AND(ISBLANK(INDEX($G:$G,)), ISBLANK(INDEX($C:$C,))), \"\", 'PWS Records (System Entry)'!$D$3)","v":"City of Alexandria Water System"},"1216 PARIS ST","ALEXANDRIA","LA",71303,10714579,31.322986,-92.471986000000001,null,"Non-Lead - Plastic","Installation Record (for example, tap card)","Don't Know",null,null,null,"Unknown","Not Applicable",null,null,"Lead Status Unknown"]
[{"$f":"IF(AND(ISBLANK(INDEX($G:$G,)), ISBLANK(INDEX($C:$C,))), \"\", 'PWS Records (System Entry)'!$D$4)","v":"LA1079001"},{"$f":"IF(AND(ISBLANK(INDEX($G:$G,)), ISBLANK(INDEX($C:$C,))), \"\", 'PWS Records (System Entry)'!$D$3)","v":"City of Alexandria Water System"},"2620 N CITY PARK BLVD","ALEXANDRIA","LA",71303,10714580,31.289028099999999,-92.461663200000004,null,"Unknown","Not Applicable","Don't Know",null,null,null,"Unknown","Not Applicable",null,null,"Lead Status Unknown"]
[{"$f":"IF(AND(ISBLANK(INDEX($G:$G,)), ISBLANK(INDEX($C:$C,))), \"\", 'PWS Records (System Entry)'!$D$4)","v":"LA1079001"},{"$f":"IF(AND(ISBLANK(INDEX($G:$G,)), ISBLANK(INDEX($C:$C,))), \"\", 'PWS Records (System Entry)'!$D$3)","v":"City of Alexandria Water System"},"1006 TEXAS AVE","ALEXANDRIA","LA",71303,10714581,31.292679100000001,-92.474381100000002,null,"Unknown","Not Applicable","Don't Know",null,null,null,"Unknown","Not Applicable",null,null,"Lead Status Unknown"]
[{"$f":"IF(AND(ISBLANK(INDEX($G:$G,)), ISBLANK(INDEX($C:$C,))), \"\", 'PWS Records (System Entry)'!$D$4)","v":"LA1079001"},{"$f":"IF(AND(ISBLANK(INDEX($G:$G,)), ISBLANK(INDEX($C:$C,))), \"\", 'PWS Records (System Entry)'!$D$3)","v":"City of Alexandria Water System"},"1216 PIERSON ST","ALEXANDRIA","LA",71303,10714582,31.2941179,-92.467191099999994,null,"Unknown","Not Applicable","Don't Know",null,null,null,"Unknown","Not Applicable",null,null,"Lead Status Unknown"]
[{"$f":"IF(AND(ISBLANK(INDEX($G:$G,)), ISBLANK(INDEX($C:$C,))), \"\", 'PWS Records (System Entry)'!$D$4)","v":"LA1079001"},{"$f":"IF(AND(ISBLANK(INDEX($G:$G,)), ISBLANK(INDEX($C:$C,))), \"\", 'PWS Records (System Entry)'!$D$3)","v":"City of Alexandria Water System"},"2620 WISE ST","ALEXANDRIA","LA",71303,10714583,31.289472100000001,-92.447889700000005,null,"Non-Lead - Other","Installation Date after Lead Ban","Don't Know",null,null,null,"Non-Lead - Other","Installation Date after Lead Ban",null,null,"Non-Lead"]
[{"$f":"IF(AND(ISBLANK(INDEX($G:$G,)), ISBLANK(INDEX($C:$C,))), \"\", 'PWS Records (System Entry)'!$D$4)","v":"LA1079001"},{"$f":"IF(AND(ISBLANK(INDEX($G:$G,)), ISBLANK(INDEX($C:$C,))), \"\", 'PWS Records (System Entry)'!$D$3)","v":"City of Alexandria Water System"},"1007 BROOKS BLVD","ALEXANDRIA","LA",71303,10714584,31.303446300000001,-92.514523800000006,null,"Unknown","Not Applicable","Don't Know",null,null,null,"Unknown","Not Applicable",null,null,"Lead Status Unknown"]
[{"$f":"IF(AND(ISBLANK(INDEX($G:$G,)), ISBLANK(INDEX($C:$C,))), \"\", 'PWS Records (System Entry)'!$D$4)","v":"LA1079001"},{"$f":"IF(AND(ISBLANK(INDEX($G:$G,)), ISBLANK(INDEX($C:$C,))), \"\", 'PWS Records (System Entry)'!$D$3)","v":"City of Alexandria Water System"},"1216 SOUTHAMPTON DR","ALEXANDRIA","LA",71303,10714585,31.287548399999999,-92.480886600000005,null,"Unknown","Not Applicable","Don't Know",null,null,null,"Unknown","Not Applicable",null,null,"Lead Status Unknown"]
[{"$f":"IF(AND(ISBLANK(INDEX($G:$G,)), ISBLANK(INDEX($C:$C,))), \"\", 'PWS Records (System Entry)'!$D$4)","v":"LA1079001"},{"$f":"IF(AND(ISBLANK(INDEX($G:$G,)), ISBLANK(INDEX($C:$C,))), \"\", 'PWS Records (System Entry)'!$D$3)","v":"City of Alexandria Water System"},"1216 SOUTHAMPTON DR","ALEXANDRIA","LA",71303,10714586,31.287548399999999,-92.480886600000005,null,"Unknown","Not Applicable","Don't Know",null,null,null,"Unknown","Not Applicable",null,null,"Lead Status Unknown"]
[{"$f":"IF(AND(ISBLANK(INDEX($G:$G,)), ISBLANK(INDEX($C:$C,))), \"\", 'PWS Records (System Entry)'!$D$4)","v":"LA1079001"},{"$f":"IF(AND(ISBLANK(INDEX($G:$G,)), ISBLANK(INDEX($C:$C,))), \"\", 'PWS Records (System Entry)'!$D$3)","v":"City of Alexandria Water System"},"2621 10TH ST","ALEXANDRIA","LA",71303,10714587,31.297062,-92.436834300000001,null,"Unknown","Not Applicable","Don't Know",null,null,null,"Unknown","Not Applicable",null,null,"Lead Status Unknown"]
[{"$f":"IF(AND(ISBLANK(INDEX($G:$G,)), ISBLANK(INDEX($C:$C,))), \"\", 'PWS Records (System Entry)'!$D$4)","v":"LA1079001"},{"$f":"IF(AND(ISBLANK(INDEX($G:$G,)), ISBLANK(INDEX($C:$C,))), \"\", 'PWS Records (System Entry)'!$D$3)","v":"City of Alexandria Water System"},"1007 CANDY LN","ALEXANDRIA","LA",71303,10714588,31.2911447,-92.480924400000006,null,"Unknown","Not Applicable","Don't Know",null,null,null,"Unknown","Not Applicable",null,null,"Lead Status Unknown"]
[{"$f":"IF(AND(ISBLANK(INDEX($G:$G,)), ISBLANK(INDEX($C:$C,))), \"\", 'PWS Records (System Entry)'!$D$4)","v":"LA1079001"},{"$f":"IF(AND(ISBLANK(INDEX($G:$G,)), ISBLANK(INDEX($C:$C,))), \"\", 'PWS Records (System Entry)'!$D$3)","v":"City of Alexandria Water System"},"1216 WILSHIRE DR","ALEXANDRIA","LA",71303,10714589,31.288666599999999,-92.477845799999997,null,"Unknown","Not Applicable","Don't Know",null,null,null,"Unknown","Not Applicable",null,null,"Lead Status Unknown"]
[{"$f":"IF(AND(ISBLANK(INDEX($G:$G,)), ISBLANK(INDEX($C:$C,))), \"\", 'PWS Records (System Entry)'!$D$4)","v":"LA1079001"},{"$f":"IF(AND(ISBLANK(INDEX($G:$G,)), ISBLANK(INDEX($C:$C,))), \"\", 'PWS Records (System Entry)'!$D$3)","v":"City of Alexandria Water System"},"2621 ENTERPRISE RD","ALEXANDRIA","LA",71303,10714590,31.321672499999998,-92.481628999999998,null,"Unknown","Not Applicable","Don't Know",null,null,null,"Unknown","Not Applicable",null,null,"Lead Status Unknown"]
[{"$f":"IF(AND(ISBLANK(INDEX($G:$G,)), ISBLANK(INDEX($C:$C,))), \"\", 'PWS Records (System Entry)'!$D$4)","v":"LA1079001"},{"$f":"IF(AND(ISBLANK(INDEX($G:$G,)), ISBLANK(INDEX($C:$C,))), \"\", 'PWS Records (System Entry)'!$D$3)","v":"City of Alexandria Water System"},"1007 CHENEY ST","ALEXANDRIA","LA",71303,10714591,31.296948799999999,-92.459258599999998,null,"Unknown","Not Applicable","Don't Know",null,null,null,"Unknown","Not Applicable",null,null,"Lead Status Unknown"]
[{"$f":"IF(AND(ISBLANK(INDEX($G:$G,)), ISBLANK(INDEX($C:$C,))), \"\", 'PWS Records (System Entry)'!$D$4)","v":"LA1079001"},{"$f":"IF(AND(ISBLANK(INDEX($G:$G,)), ISBLANK(INDEX($C:$C,))), \"\", 'PWS Records (System Entry)'!$D$3)","v":"City of Alexandria Water System"},"1217 APPLEWHITE ST","ALEXANDRIA","LA",71303,10714592,31.2954942,-92.439381699999998,null,"Unknown","Not Applicable","Don't Know",null,null,null,"Unknown","Not Applicable",null,null,"Lead Status Unknown"]
[{"$f":"IF(AND(ISBLANK(INDEX($G:$G,)), ISBLANK(INDEX($C:$C,))), \"\", 'PWS Records (System Entry)'!$D$4)","v":"LA1079001"},{"$f":"IF(AND(ISBLANK(INDEX($G:$G,)), ISBLANK(INDEX($C:$C,))), \"\", 'PWS Records (System Entry)'!$D$3)","v":"City of Alexandria Water System"},"2621 HOUSTON ST","ALEXANDRIA","LA",71303,10714593,31.289184599999999,-92.446774700000006,null,"Unknown","Not Applicable","Don't Know",null,null,null,"Unknown","Not Applicable",null,null,"Lead Status Unknown"]
[{"$f":"IF(AND(ISBLANK(INDEX($G:$G,)), ISBLANK(INDEX($C:$C,))), \"\", 'PWS Records (System Entry)'!$D$4)","v":"LA1079001"},{"$f":"IF(AND(ISBLANK(INDEX($G:$G,)), ISBLANK(INDEX($C:$C,))), \"\", 'PWS Records (System Entry)'!$D$3)","v":"City of Alexandria Water System"},"1007 COUNCIL DR BLDG 4219-B","ALEXANDRIA","LA",71303,10714594,31.326426900000001,-92.524127100000001,null,"Unknown","Not Applicable","Don't Know",null,null,null,"Unknown","Not Applicable",null,null,{"$f":"IF(AND(INDEX($K:$K,)=\"\", INDEX($L:$L,)=\"\", INDEX($M:$M,)=\"\", INDEX($Q:$Q,)=\"\", INDEX($R:$R,)=\"\"), \"\", IF(OR(INDEX($K:$K,)=\"Lead\",INDEX($Q:$Q,)=\"Lead\"),\"Lead\",IF(OR(AND(OR(INDEX($M:$M,)=\"Yes\", INDEX($M:$M,)=\"Don't Know\", INDEX($M:$M,)=\"\"), INDEX($Q:$Q,)=\"Galvanized Iron/Steel\"), AND(INDEX($K:$K,)=\"Unknown\", INDEX($M:$M,)=\"No\", INDEX($Q:$Q,)=\"Galvanized Iron/Steel\")), \"Galvanized Requiring Replacement\", IF(OR(AND(OR(INDEX($K:$K,)=\"Galvanized Iron/Steel\", INDEX($K:$K,)=\"Non-Lead - Copper\", INDEX($K:$K,)=\"Non-Lead - Plastic\", INDEX($K:$K,)=\"Non-Lead - Other\", INDEX($K:$K,)=\"Non-Lead - Material Unknown\", INDEX($K:$K,)=\"No System Owned Portion\"), OR(INDEX($Q:$Q,)=\"Galvanized Iron/Steel\", INDEX($Q:$Q,)=\"Non-Lead - Copper\", INDEX($Q:$Q,)=\"Non-Lead - Plastic\", INDEX($Q:$Q,)=\"Non-Lead - Other\", INDEX($Q:$Q,)=\"Non-Lead - Predictive Model\", INDEX($Q:$Q,)=\"No Customer Owned Portion\")), AND(OR( INDEX($K:$K,)=\"Galvanized Iron/Steel\", INDEX($K:$K,)=\"Non-Lead - Copper\", INDEX($K:$K,)=\"Non-Lead - Plastic\", INDEX($K:$K,)=\"Non-Lead - Other\", INDEX($K:$K,)=\"Non-Lead - Material Unknown\", INDEX($K:$K,)=\"No System Owned Portion\"), INDEX($M:$M,)=\"No\", INDEX($Q:$Q,)=\"Non-Lead - Material Unknown\")), \"Non-Lead\", \"Lead Status Unknown\"))))","v":"Lead Status Unknown"}]
[{"$f":"IF(AND(ISBLANK(INDEX($G:$G,)), ISBLANK(INDEX($C:$C,))), \"\", 'PWS Records (System Entry)'!$D$4)","v":"LA1079001"},{"$f":"IF(AND(ISBLANK(INDEX($G:$G,)), ISBLANK(INDEX($C:$C,))), \"\", 'PWS Records (System Entry)'!$D$3)","v":"City of Alexandria Water System"},"1217 BLYTHE AVE","ALEXANDRIA","LA",71303,10714595,31.299468900000001,-92.453896700000001,null,"Unknown","Not Applicable","Don't Know",null,null,null,"Unknown","Not Applicable",null,null,"Lead Status Unknown"]
[{"$f":"IF(AND(ISBLANK(INDEX($G:$G,)), ISBLANK(INDEX($C:$C,))), \"\", 'PWS Records (System Entry)'!$D$4)","v":"LA1079001"},{"$f":"IF(AND(ISBLANK(INDEX($G:$G,)), ISBLANK(INDEX($C:$C,))), \"\", 'PWS Records (System Entry)'!$D$3)","v":"City of Alexandria Water System"},"2621 LASALLE DR","ALEXANDRIA","LA",71303,10714596,31.3196464,-92.481221199999993,null,"Unknown","Not Applicable","Don't Know",null,null,null,"Unknown","Not Applicable",null,null,"Lead Status Unknown"]
[{"$f":"IF(AND(ISBLANK(INDEX($G:$G,)), ISBLANK(INDEX($C:$C,))), \"\", 'PWS Records (System Entry)'!$D$4)","v":"LA1079001"},{"$f":"IF(AND(ISBLANK(INDEX($G:$G,)), ISBLANK(INDEX($C:$C,))), \"\", 'PWS Records (System Entry)'!$D$3)","v":"City of Alexandria Water System"},"1007 COUNCIL DR BLDG 4219-A","ALEXANDRIA","LA",71303,10714597,31.326426900000001,-92.524127100000001,null,"Unknown","Not Applicable","Don't Know",null,null,null,"Unknown","Not Applicable",null,null,"Lead Status Unknown"]
[{"$f":"IF(AND(ISBLANK(INDEX($G:$G,)), ISBLANK(INDEX($C:$C,))), \"\", 'PWS Records (System Entry)'!$D$4)","v":"LA1079001"},{"$f":"IF(AND(ISBLANK(INDEX($G:$G,)), ISBLANK(INDEX($C:$C,))), \"\", 'PWS Records (System Entry)'!$D$3)","v":"City of Alexandria Water System"},"1217 LONG PINE ST","ALEXANDRIA","LA",71303,10714598,31.2890552,-92.447187999999997,null,"Unknown","Not Applicable","Don't Know",null,null,null,"Unknown","Not Applicable",null,null,"Lead Status Unknown"]
[{"$f":"IF(AND(ISBLANK(INDEX($G:$G,)), ISBLANK(INDEX($C:$C,))), \"\", 'PWS Records (System Entry)'!$D$4)","v":"LA1079001"},{"$f":"IF(AND(ISBLANK(INDEX($G:$G,)), ISBLANK(INDEX($C:$C,))), \"\", 'PWS Records (System Entry)'!$D$3)","v":"City of Alexandria Water System"},"2621 LEVIN ST","ALEXANDRIA","LA",71303,10714599,31.304022100000001,-92.4715506,null,"Unknown","Not Applicable","Don't Know",null,null,null,"Unknown","Not Applicable",null,null,"Lead Status Unknown"]
[{"$f":"IF(AND(ISBLANK(INDEX($G:$G,)), ISBLANK(INDEX($C:$C,))), \"\", 'PWS Records (System Entry)'!$D$4)","v":"LA1079001"},{"$f":"IF(AND(ISBLANK(INDEX($G:$G,)), ISBLANK(INDEX($C:$C,))), \"\", 'PWS Records (System Entry)'!$D$3)","v":"City of Alexandria Water System"},"1007 DAOUST DR BLDG 4610-A","ALEXANDRIA","LA",71302,10714600,31.325136499999999,-92.527167300000002,null,"Unknown","Not Applicable","Don't Know",null,null,null,"Unknown","Not Applicable",null,null,"Lead Status Unknown"]
[{"$f":"IF(AND(ISBLANK(INDEX($G:$G,)), ISBLANK(INDEX($C:$C,))), \"\", 'PWS Records (System Entry)'!$D$4)","v":"LA1079001"},{"$f":"IF(AND(ISBLANK(INDEX($G:$G,)), ISBLANK(INDEX($C:$C,))), \"\", 'PWS Records (System Entry)'!$D$3)","v":"City of Alexandria Water System"},"1217 S HARVARD ST","ALEXANDRIA","LA",71303,10714601,31.287776999999998,-92.447115999999994,null,"Unknown","Not Applicable","Don't Know",null,null,null,"Unknown","Not Applicable",null,null,"Lead Status Unknown"]
[{"$f":"IF(AND(ISBLANK(INDEX($G:$G,)), ISBLANK(INDEX($C:$C,))), \"\", 'PWS Records (System Entry)'!$D$4)","v":"LA1079001"},{"$f":"IF(AND(ISBLANK(INDEX($G:$G,)), ISBLANK(INDEX($C:$C,))), \"\", 'PWS Records (System Entry)'!$D$3)","v":"City of Alexandria Water System"},"1007 DAOUST DR BLDG 4610-B","ALEXANDRIA","LA",71303,10714602,31.325136499999999,-92.527167300000002,null,"Unknown","Not Applicable","Don't Know",null,null,null,"Unknown","Not Applicable",null,null,"Lead Status Unknown"]
[{"$f":"IF(AND(ISBLANK(INDEX($G:$G,)), ISBLANK(INDEX($C:$C,))), \"\", 'PWS Records (System Entry)'!$D$4)","v":"LA1079001"},{"$f":"IF(AND(ISBLANK(INDEX($G:$G,)), ISBLANK(INDEX($C:$C,))), \"\", 'PWS Records (System Entry)'!$D$3)","v":"City of Alexandria Water System"},"2621 N BOLTON AVE","ALEXANDRIA","LA",71303,10714603,31.3244112,-92.479058499999994,null,"Unknown","Not Applicable","Don't Know",null,null,null,"Unknown","Not Applicable",null,null,"Lead Status Unknown"]
[{"$f":"IF(AND(ISBLANK(INDEX($G:$G,)), ISBLANK(INDEX($C:$C,))), \"\", 'PWS Records (System Entry)'!$D$4)","v":"LA1079001"},{"$f":"IF(AND(ISBLANK(INDEX($G:$G,)), ISBLANK(INDEX($C:$C,))), \"\", 'PWS Records (System Entry)'!$D$3)","v":"City of Alexandria Water System"},"1217 TEXAS AVE","ALEXANDRIA","LA",71303,10714604,31.289515600000001,-92.473050499999999,null,"Unknown","Not Applicable","Don't Know",null,null,null,"Unknown","Not Applicable",null,null,"Lead Status Unknown"]
[{"$f":"IF(AND(ISBLANK(INDEX($G:$G,)), ISBLANK(INDEX($C:$C,))), \"\", 'PWS Records (System Entry)'!$D$4)","v":"LA1079001"},{"$f":"IF(AND(ISBLANK(INDEX($G:$G,)), ISBLANK(INDEX($C:$C,))), \"\", 'PWS Records (System Entry)'!$D$3)","v":"City of Alexandria Water System"},"2622 LASALLE DR","ALEXANDRIA","LA",71303,10714605,31.319656800000001,-92.481313200000002,null,"Unknown","Not Applicable","Don't Know",null,null,null,"Unknown","Not Applicable",null,null,"Lead Status Unknown"]
[{"$f":"IF(AND(ISBLANK(INDEX($G:$G,)), ISBLANK(INDEX($C:$C,))), \"\", 'PWS Records (System Entry)'!$D$4)","v":"LA1079001"},{"$f":"IF(AND(ISBLANK(INDEX($G:$G,)), ISBLANK(INDEX($C:$C,))), \"\", 'PWS Records (System Entry)'!$D$3)","v":"City of Alexandria Water System"},"1217 THORNTON AVE","ALEXANDRIA","LA",71303,10714606,31.299167700000002,-92.455005099999994,null,"Unknown","Not Applicable","Don't Know",null,null,null,"Unknown","Not Applicable",null,null,"Lead Status Unknown"]
[{"$f":"IF(AND(ISBLANK(INDEX($G:$G,)), ISBLANK(INDEX($C:$C,))), \"\", 'PWS Records (System Entry)'!$D$4)","v":"LA1079001"},{"$f":"IF(AND(ISBLANK(INDEX($G:$G,)), ISBLANK(INDEX($C:$C,))), \"\", 'PWS Records (System Entry)'!$D$3)","v":"City of Alexandria Water System"},"2624 HARRIS ST","ALEXANDRIA","LA",71303,10714607,31.289758200000001,-92.449011400000003,null,"Unknown","Not Applicable","Don't Know",null,null,null,"Unknown","Not Applicable",null,null,"Lead Status Unknown"]
[{"$f":"IF(AND(ISBLANK(INDEX($G:$G,)), ISBLANK(INDEX($C:$C,))), \"\", 'PWS Records (System Entry)'!$D$4)","v":"LA1079001"},{"$f":"IF(AND(ISBLANK(INDEX($G:$G,)), ISBLANK(INDEX($C:$C,))), \"\", 'PWS Records (System Entry)'!$D$3)","v":"City of Alexandria Water System"},"1007 GRETEL CT","ALEXANDRIA","LA",71303,10714608,31.2914919,-92.479842500000004,null,"Unknown","Not Applicable","Don't Know",null,null,null,"Unknown","Not Applicable",null,null,"Lead Status Unknown"]
[{"$f":"IF(AND(ISBLANK(INDEX($G:$G,)), ISBLANK(INDEX($C:$C,))), \"\", 'PWS Records (System Entry)'!$D$4)","v":"LA1079001"},{"$f":"IF(AND(ISBLANK(INDEX($G:$G,)), ISBLANK(INDEX($C:$C,))), \"\", 'PWS Records (System Entry)'!$D$3)","v":"City of Alexandria Water System"},"1217 WILLOW GLEN RIVER RD","ALEXANDRIA","LA",71303,10714609,31.2861783,-92.426687000000001,null,"Unknown","Not Applicable","Don't Know",null,null,null,"Unknown","Not Applicable",null,null,"Lead Status Unknown"]
[{"$f":"IF(AND(ISBLANK(INDEX($G:$G,)), ISBLANK(INDEX($C:$C,))), \"\", 'PWS Records (System Entry)'!$D$4)","v":"LA1079001"},{"$f":"IF(AND(ISBLANK(INDEX($G:$G,)), ISBLANK(INDEX($C:$C,))), \"\", 'PWS Records (System Entry)'!$D$3)","v":"City of Alexandria Water System"},"1007 HANSEL DR","ALEXANDRIA","LA",71303,10714611,31.291716000000001,-92.479022499999999,null,"Unknown","Not Applicable","Don't Know",null,null,null,"Unknown","Not Applicable",null,null,"Lead Status Unknown"]
[{"$f":"IF(AND(ISBLANK(INDEX($G:$G,)), ISBLANK(INDEX($C:$C,))), \"\", 'PWS Records (System Entry)'!$D$4)","v":"LA1079001"},{"$f":"IF(AND(ISBLANK(INDEX($G:$G,)), ISBLANK(INDEX($C:$C,))), \"\", 'PWS Records (System Entry)'!$D$3)","v":"City of Alexandria Water System"},"2624 MAIN ST","ALEXANDRIA","LA",71303,10714610,31.301633599999999,-92.431280400000006,null,"Unknown","Not Applicable","Don't Know",null,null,null,"Unknown","Not Applicable",null,null,"Lead Status Unknown"]
[{"$f":"IF(AND(ISBLANK(INDEX($G:$G,)), ISBLANK(INDEX($C:$C,))), \"\", 'PWS Records (System Entry)'!$D$4)","v":"LA1079001"},{"$f":"IF(AND(ISBLANK(INDEX($G:$G,)), ISBLANK(INDEX($C:$C,))), \"\", 'PWS Records (System Entry)'!$D$3)","v":"City of Alexandria Water System"},"1217 WILLOW GLEN RIVER RD","ALEXANDRIA","LA",71302,10714612,31.2861783,-92.426687000000001,null,"Unknown","Not Applicable","Don't Know",null,null,null,"Unknown","Not Applicable",null,null,"Lead Status Unknown"]
[{"$f":"IF(AND(ISBLANK(INDEX($G:$G,)), ISBLANK(INDEX($C:$C,))), \"\", 'PWS Records (System Entry)'!$D$4)","v":"LA1079001"},{"$f":"IF(AND(ISBLANK(INDEX($G:$G,)), ISBLANK(INDEX($C:$C,))), \"\", 'PWS Records (System Entry)'!$D$3)","v":"City of Alexandria Water System"},"1007 HEYMAN LN","ALEXANDRIA","LA",71303,10714613,31.290256200000002,-92.483729400000001,null,"Unknown","Not Applicable","Don't Know",null,null,null,"Unknown","Not Applicable",null,null,"Lead Status Unknown"]
[{"$f":"IF(AND(ISBLANK(INDEX($G:$G,)), ISBLANK(INDEX($C:$C,))), \"\", 'PWS Records (System Entry)'!$D$4)","v":"LA1079001"},{"$f":"IF(AND(ISBLANK(INDEX($G:$G,)), ISBLANK(INDEX($C:$C,))), \"\", 'PWS Records (System Entry)'!$D$3)","v":"City of Alexandria Water System"},"2625 3RD ST","ALEXANDRIA","LA",71303,10714614,31.300880899999999,-92.431632100000002,null,"Unknown","Not Applicable","Don't Know",null,null,null,"Unknown","Not Applicable",null,null,"Lead Status Unknown"]
[{"$f":"IF(AND(ISBLANK(INDEX($G:$G,)), ISBLANK(INDEX($C:$C,))), \"\", 'PWS Records (System Entry)'!$D$4)","v":"LA1079001"},{"$f":"IF(AND(ISBLANK(INDEX($G:$G,)), ISBLANK(INDEX($C:$C,))), \"\", 'PWS Records (System Entry)'!$D$3)","v":"City of Alexandria Water System"},"1218 S HARVARD ST","ALEXANDRIA","LA",71303,10714615,31.287884699999999,-92.447486299999994,null,"Non-Lead - Other","Installation Date after Lead Ban","Don't Know",null,null,null,"Non-Lead - Other","Installation Date after Lead Ban",null,null,"Non-Lead"]
[{"$f":"IF(AND(ISBLANK(INDEX($G:$G,)), ISBLANK(INDEX($C:$C,))), \"\", 'PWS Records (System Entry)'!$D$4)","v":"LA1079001"},{"$f":"IF(AND(ISBLANK(INDEX($G:$G,)), ISBLANK(INDEX($C:$C,))), \"\", 'PWS Records (System Entry)'!$D$3)","v":"City of Alexandria Water System"},"1007 IDA ST","ALEXANDRIA","LA",71303,10714616,31.2754963,-92.483338799999999,null,"Unknown","Not Applicable","Don't Know",null,null,null,"Unknown","Not Applicable",null,null,"Lead Status Unknown"]
[{"$f":"IF(AND(ISBLANK(INDEX($G:$G,)), ISBLANK(INDEX($C:$C,))), \"\", 'PWS Records (System Entry)'!$D$4)","v":"LA1079001"},{"$f":"IF(AND(ISBLANK(INDEX($G:$G,)), ISBLANK(INDEX($C:$C,))), \"\", 'PWS Records (System Entry)'!$D$3)","v":"City of Alexandria Water System"},"1219 FENNER ST","ALEXANDRIA","LA",71303,10714617,31.291604299999999,-92.447115800000006,null,"Unknown","Not Applicable","Don't Know",null,null,null,"Unknown","Not Applicable",null,null,"Lead Status Unknown"]
[{"$f":"IF(AND(ISBLANK(INDEX($G:$G,)), ISBLANK(INDEX($C:$C,))), \"\", 'PWS Records (System Entry)'!$D$4)","v":"LA1079001"},{"$f":"IF(AND(ISBLANK(INDEX($G:$G,)), ISBLANK(INDEX($C:$C,))), \"\", 'PWS Records (System Entry)'!$D$3)","v":"City of Alexandria Water System"},"2625 ENTERPRISE RD","ALEXANDRIA","LA",71303,10714618,31.321642700000002,-92.481269499999996,null,"Unknown","Not Applicable","Don't Know",null,null,null,"Unknown","Not Applicable",null,null,"Lead Status Unknown"]
[{"$f":"IF(AND(ISBLANK(INDEX($G:$G,)), ISBLANK(INDEX($C:$C,))), \"\", 'PWS Records (System Entry)'!$D$4)","v":"LA1079001"},{"$f":"IF(AND(ISBLANK(INDEX($G:$G,)), ISBLANK(INDEX($C:$C,))), \"\", 'PWS Records (System Entry)'!$D$3)","v":"City of Alexandria Water System"},"1007 NORMAN DR APT A","ALEXANDRIA","LA",71303,10714619,31.325890099999999,-92.527557000000002,null,"Unknown","Not Applicable","Don't Know",null,null,null,"Unknown","Not Applicable",null,null,"Lead Status Unknown"]
[{"$f":"IF(AND(ISBLANK(INDEX($G:$G,)), ISBLANK(INDEX($C:$C,))), \"\", 'PWS Records (System Entry)'!$D$4)","v":"LA1079001"},{"$f":"IF(AND(ISBLANK(INDEX($G:$G,)), ISBLANK(INDEX($C:$C,))), \"\", 'PWS Records (System Entry)'!$D$3)","v":"City of Alexandria Water System"},"1219 LANCASTER DR","ALEXANDRIA","LA",71303,10714620,31.288131499999999,-92.478733000000005,null,"Unknown","Not Applicable","Don't Know",null,null,null,"Unknown","Not Applicable",null,null,"Lead Status Unknown"]
[{"$f":"IF(AND(ISBLANK(INDEX($G:$G,)), ISBLANK(INDEX($C:$C,))), \"\", 'PWS Records (System Entry)'!$D$4)","v":"LA1079001"},{"$f":"IF(AND(ISBLANK(INDEX($G:$G,)), ISBLANK(INDEX($C:$C,))), \"\", 'PWS Records (System Entry)'!$D$3)","v":"City of Alexandria Water System"},"2625 LEVIN ST","ALEXANDRIA","LA",71303,10714621,31.3039074,-92.471822500000002,null,"Non-Lead - Other","Installation Date after Lead Ban","Don't Know",null,null,null,"Non-Lead - Other","Installation Date after Lead Ban",null,null,"Non-Lead"]
[{"$f":"IF(AND(ISBLANK(INDEX($G:$G,)), ISBLANK(INDEX($C:$C,))), \"\", 'PWS Records (System Entry)'!$D$4)","v":"LA1079001"},{"$f":"IF(AND(ISBLANK(INDEX($G:$G,)), ISBLANK(INDEX($C:$C,))), \"\", 'PWS Records (System Entry)'!$D$3)","v":"City of Alexandria Water System"},"1007 NORMAN ST APT B","ALEXANDRIA","LA",71303,10714622,31.325890099999999,-92.527557000000002,null,"Unknown","Not Applicable","Don't Know",null,null,null,"Unknown","Not Applicable",null,null,"Lead Status Unknown"]
[{"$f":"IF(AND(ISBLANK(INDEX($G:$G,)), ISBLANK(INDEX($C:$C,))), \"\", 'PWS Records (System Entry)'!$D$4)","v":"LA1079001"},{"$f":"IF(AND(ISBLANK(INDEX($G:$G,)), ISBLANK(INDEX($C:$C,))), \"\", 'PWS Records (System Entry)'!$D$3)","v":"City of Alexandria Water System"},"1219 LONG PINE ST","ALEXANDRIA","LA",71303,10714623,31.289016100000001,-92.447013999999996,null,"Unknown","Not Applicable","Don't Know",null,null,null,"Unknown","Not Applicable",null,null,"Lead Status Unknown"]
[{"$f":"IF(AND(ISBLANK(INDEX($G:$G,)), ISBLANK(INDEX($C:$C,))), \"\", 'PWS Records (System Entry)'!$D$4)","v":"LA1079001"},{"$f":"IF(AND(ISBLANK(INDEX($G:$G,)), ISBLANK(INDEX($C:$C,))), \"\", 'PWS Records (System Entry)'!$D$3)","v":"City of Alexandria Water System"},"2625 VANCE MASTER AVE","ALEXANDRIA","LA",71303,10714624,31.291972000000001,-92.462737000000004,null,"Unknown","Not Applicable","Don't Know",null,null,null,"Unknown","Not Applicable",null,null,"Lead Status Unknown"]
[{"$f":"IF(AND(ISBLANK(INDEX($G:$G,)), ISBLANK(INDEX($C:$C,))), \"\", 'PWS Records (System Entry)'!$D$4)","v":"LA1079001"},{"$f":"IF(AND(ISBLANK(INDEX($G:$G,)), ISBLANK(INDEX($C:$C,))), \"\", 'PWS Records (System Entry)'!$D$3)","v":"City of Alexandria Water System"},"1007 NYE DR BLDG 4311-A","ALEXANDRIA","LA",71303,10714625,31.325943500000001,-92.5226775,null,"Unknown","Not Applicable","Don't Know",null,null,null,"Unknown","Not Applicable",null,null,"Lead Status Unknown"]
[{"$f":"IF(AND(ISBLANK(INDEX($G:$G,)), ISBLANK(INDEX($C:$C,))), \"\", 'PWS Records (System Entry)'!$D$4)","v":"LA1079001"},{"$f":"IF(AND(ISBLANK(INDEX($G:$G,)), ISBLANK(INDEX($C:$C,))), \"\", 'PWS Records (System Entry)'!$D$3)","v":"City of Alexandria Water System"},"1219 MACARTHUR DR","ALEXANDRIA","LA",71303,10714626,31.288808800000002,-92.475491199999993,null,"Unknown","Not Applicable","Don't Know",null,null,null,"Unknown","Not Applicable",null,null,"Lead Status Unknown"]
[{"$f":"IF(AND(ISBLANK(INDEX($G:$G,)), ISBLANK(INDEX($C:$C,))), \"\", 'PWS Records (System Entry)'!$D$4)","v":"LA1079001"},{"$f":"IF(AND(ISBLANK(INDEX($G:$G,)), ISBLANK(INDEX($C:$C,))), \"\", 'PWS Records (System Entry)'!$D$3)","v":"City of Alexandria Water System"},"1007 NYE DR BLDG 4311-B","ALEXANDRIA","LA",71303,10714627,31.325943500000001,-92.5226775,null,"Unknown","Not Applicable","Don't Know",null,null,null,"Unknown","Not Applicable",null,null,"Lead Status Unknown"]
[{"$f":"IF(AND(ISBLANK(INDEX($G:$G,)), ISBLANK(INDEX($C:$C,))), \"\", 'PWS Records (System Entry)'!$D$4)","v":"LA1079001"},{"$f":"IF(AND(ISBLANK(INDEX($G:$G,)), ISBLANK(INDEX($C:$C,))), \"\", 'PWS Records (System Entry)'!$D$3)","v":"City of Alexandria Water System"},"2626 3RD ST","ALEXANDRIA","LA",71303,10714628,31.300762299999999,-92.431551799999994,null,"Unknown","Not Applicable","Don't Know",null,null,null,"Unknown","Not Applicable",null,null,"Lead Status Unknown"]
[{"$f":"IF(AND(ISBLANK(INDEX($G:$G,)), ISBLANK(INDEX($C:$C,))), \"\", 'PWS Records (System Entry)'!$D$4)","v":"LA1079001"},{"$f":"IF(AND(ISBLANK(INDEX($G:$G,)), ISBLANK(INDEX($C:$C,))), \"\", 'PWS Records (System Entry)'!$D$3)","v":"City of Alexandria Water System"},"1219 SOUTHAMPTON DR","ALEXANDRIA","LA",71303,10714629,31.287280200000001,-92.4807974,null,"Unknown","Not Applicable","Don't Know",null,null,null,"Unknown","Not Applicable",null,null,"Lead Status Unknown"]
[{"$f":"IF(AND(ISBLANK(INDEX($G:$G,)), ISBLANK(INDEX($C:$C,))), \"\", 'PWS Records (System Entry)'!$D$4)","v":"LA1079001"},{"$f":"IF(AND(ISBLANK(INDEX($G:$G,)), ISBLANK(INDEX($C:$C,))), \"\", 'PWS Records (System Entry)'!$D$3)","v":"City of Alexandria Water System"},"1007 PACKARD DR APT B","ALEXANDRIA","LA",71303,10714630,31.317131,-92.525893300000007,null,"Unknown","Not Applicable","Don't Know",null,null,null,"Unknown","Not Applicable",null,null,"Lead Status Unknown"]
[{"$f":"IF(AND(ISBLANK(INDEX($G:$G,)), ISBLANK(INDEX($C:$C,))), \"\", 'PWS Records (System Entry)'!$D$4)","v":"LA1079001"},{"$f":"IF(AND(ISBLANK(INDEX($G:$G,)), ISBLANK(INDEX($C:$C,))), \"\", 'PWS Records (System Entry)'!$D$3)","v":"City of Alexandria Water System"},"2626 JACKSON ST","ALEXANDRIA","LA",71303,10714631,31.294933,-92.465299900000005,null,"Unknown","Not Applicable","Don't Know",null,null,null,"Unknown","Not Applicable",null,null,"Lead Status Unknown"]
[{"$f":"IF(AND(ISBLANK(INDEX($G:$G,)), ISBLANK(INDEX($C:$C,))), \"\", 'PWS Records (System Entry)'!$D$4)","v":"LA1079001"},{"$f":"IF(AND(ISBLANK(INDEX($G:$G,)), ISBLANK(INDEX($C:$C,))), \"\", 'PWS Records (System Entry)'!$D$3)","v":"City of Alexandria Water System"},"1219 TEXAS AVE","ALEXANDRIA","LA",71303,10714632,31.289505599999998,-92.473046499999995,null,"Unknown","Not Applicable","Don't Know",null,null,null,"Unknown","Not Applicable",null,null,"Lead Status Unknown"]
[{"$f":"IF(AND(ISBLANK(INDEX($G:$G,)), ISBLANK(INDEX($C:$C,))), \"\", 'PWS Records (System Entry)'!$D$4)","v":"LA1079001"},{"$f":"IF(AND(ISBLANK(INDEX($G:$G,)), ISBLANK(INDEX($C:$C,))), \"\", 'PWS Records (System Entry)'!$D$3)","v":"City of Alexandria Water System"},"1219 TEXAS AVE","ALEXANDRIA","LA",71303,10714634,31.289505599999998,-92.473046499999995,null,"Unknown","Not Applicable","Don't Know",null,null,null,"Unknown","Not Applicable",null,null,"Lead Status Unknown"]
[{"$f":"IF(AND(ISBLANK(INDEX($G:$G,)), ISBLANK(INDEX($C:$C,))), \"\", 'PWS Records (System Entry)'!$D$4)","v":"LA1079001"},{"$f":"IF(AND(ISBLANK(INDEX($G:$G,)), ISBLANK(INDEX($C:$C,))), \"\", 'PWS Records (System Entry)'!$D$3)","v":"City of Alexandria Water System"},"1007 PACKARD DR APT A","ALEXANDRIA","LA",71303,10714633,31.317131,-92.525893300000007,null,"Unknown","Not Applicable","Don't Know",null,null,null,"Unknown","Not Applicable",null,null,"Lead Status Unknown"]
[{"$f":"IF(AND(ISBLANK(INDEX($G:$G,)), ISBLANK(INDEX($C:$C,))), \"\", 'PWS Records (System Entry)'!$D$4)","v":"LA1079001"},{"$f":"IF(AND(ISBLANK(INDEX($G:$G,)), ISBLANK(INDEX($C:$C,))), \"\", 'PWS Records (System Entry)'!$D$3)","v":"City of Alexandria Water System"},"2626 N CITY PARK BLVD","ALEXANDRIA","LA",71303,10714635,31.2889081,-92.462001999999998,null,"Unknown","Not Applicable","Don't Know",null,null,null,"Unknown","Not Applicable",null,null,"Lead Status Unknown"]
[{"$f":"IF(AND(ISBLANK(INDEX($G:$G,)), ISBLANK(INDEX($C:$C,))), \"\", 'PWS Records (System Entry)'!$D$4)","v":"LA1079001"},{"$f":"IF(AND(ISBLANK(INDEX($G:$G,)), ISBLANK(INDEX($C:$C,))), \"\", 'PWS Records (System Entry)'!$D$3)","v":"City of Alexandria Water System"},"1007 SCHILLING DR APT A","ALEXANDRIA","LA",71303,10714636,31.318096400000002,-92.525840400000007,null,"Unknown","Not Applicable","Don't Know",null,null,null,"Unknown","Not Applicable",null,null,"Lead Status Unknown"]
[{"$f":"IF(AND(ISBLANK(INDEX($G:$G,)), ISBLANK(INDEX($C:$C,))), \"\", 'PWS Records (System Entry)'!$D$4)","v":"LA1079001"},{"$f":"IF(AND(ISBLANK(INDEX($G:$G,)), ISBLANK(INDEX($C:$C,))), \"\", 'PWS Records (System Entry)'!$D$3)","v":"City of Alexandria Water System"},"1219 THORNTON AVE","ALEXANDRIA","LA",71303,10714637,31.2989742,-92.454908900000007,null,"Unknown","Not Applicable","Don't Know",null,null,null,"Unknown","Not Applicable",null,null,"Lead Status Unknown"]
[{"$f":"IF(AND(ISBLANK(INDEX($G:$G,)), ISBLANK(INDEX($C:$C,))), \"\", 'PWS Records (System Entry)'!$D$4)","v":"LA1079001"},{"$f":"IF(AND(ISBLANK(INDEX($G:$G,)), ISBLANK(INDEX($C:$C,))), \"\", 'PWS Records (System Entry)'!$D$3)","v":"City of Alexandria Water System"},"2626 VANCE AVE","ALEXANDRIA","LA",71303,10714638,31.292076699999999,-92.463017899999997,null,"Unknown","Not Applicable","Don't Know",null,null,null,"Unknown","Not Applicable",null,null,"Lead Status Unknown"]
[{"$f":"IF(AND(ISBLANK(INDEX($G:$G,)), ISBLANK(INDEX($C:$C,))), \"\", 'PWS Records (System Entry)'!$D$4)","v":"LA1079001"},{"$f":"IF(AND(ISBLANK(INDEX($G:$G,)), ISBLANK(INDEX($C:$C,))), \"\", 'PWS Records (System Entry)'!$D$3)","v":"City of Alexandria Water System"},"1007 SCHILLING DR APT B","ALEXANDRIA","LA",71303,10714639,31.318096400000002,-92.525840400000007,null,"Unknown","Not Applicable","Don't Know",null,null,null,"Unknown","Not Applicable",null,null,"Lead Status Unknown"]
[{"$f":"IF(AND(ISBLANK(INDEX($G:$G,)), ISBLANK(INDEX($C:$C,))), \"\", 'PWS Records (System Entry)'!$D$4)","v":"LA1079001"},{"$f":"IF(AND(ISBLANK(INDEX($G:$G,)), ISBLANK(INDEX($C:$C,))), \"\", 'PWS Records (System Entry)'!$D$3)","v":"City of Alexandria Water System"},"1219 WILSHIRE DR","ALEXANDRIA","LA",71303,10714640,31.288423600000002,-92.477748300000002,null,"Unknown","Not Applicable","Don't Know",null,null,null,"Unknown","Not Applicable",null,null,"Lead Status Unknown"]
[{"$f":"IF(AND(ISBLANK(INDEX($G:$G,)), ISBLANK(INDEX($C:$C,))), \"\", 'PWS Records (System Entry)'!$D$4)","v":"LA1079001"},{"$f":"IF(AND(ISBLANK(INDEX($G:$G,)), ISBLANK(INDEX($C:$C,))), \"\", 'PWS Records (System Entry)'!$D$3)","v":"City of Alexandria Water System"},"2627 HORSESHOE DR","ALEXANDRIA","LA",71301,10714641,31.258281799999999,-92.467748299999997,null,"Unknown","Not Applicable","Don't Know",null,null,null,"Unknown","Not Applicable",null,null,"Lead Status Unknown"]
[{"$f":"IF(AND(ISBLANK(INDEX($G:$G,)), ISBLANK(INDEX($C:$C,))), \"\", 'PWS Records (System Entry)'!$D$4)","v":"LA1079001"},{"$f":"IF(AND(ISBLANK(INDEX($G:$G,)), ISBLANK(INDEX($C:$C,))), \"\", 'PWS Records (System Entry)'!$D$3)","v":"City of Alexandria Water System"},"1007 SEBILLE DR BLDG 3803","ALEXANDRIA","LA",71303,10714642,31.3161849,-92.525948799999995,null,"Unknown","Not Applicable","Don't Know",null,null,null,"Unknown","Not Applicable",null,null,"Lead Status Unknown"]
[{"$f":"IF(AND(ISBLANK(INDEX($G:$G,)), ISBLANK(INDEX($C:$C,))), \"\", 'PWS Records (System Entry)'!$D$4)","v":"LA1079001"},{"$f":"IF(AND(ISBLANK(INDEX($G:$G,)), ISBLANK(INDEX($C:$C,))), \"\", 'PWS Records (System Entry)'!$D$3)","v":"City of Alexandria Water System"},"122 CHELSEA ST","ALEXANDRIA","LA",71303,10714643,31.323001300000001,-92.455577599999998,null,"Unknown","Not Applicable","Don't Know",null,null,null,"Unknown","Not Applicable",null,null,"Lead Status Unknown"]
[{"$f":"IF(AND(ISBLANK(INDEX($G:$G,)), ISBLANK(INDEX($C:$C,))), \"\", 'PWS Records (System Entry)'!$D$4)","v":"LA1079001"},{"$f":"IF(AND(ISBLANK(INDEX($G:$G,)), ISBLANK(INDEX($C:$C,))), \"\", 'PWS Records (System Entry)'!$D$3)","v":"City of Alexandria Water System"},"2627 JACKSON ST","ALEXANDRIA","LA",71303,10714644,31.295090500000001,-92.465048499999995,null,"Unknown","Not Applicable","Don't Know",null,null,null,"Unknown","Not Applicable",null,null,"Lead Status Unknown"]
[{"$f":"IF(AND(ISBLANK(INDEX($G:$G,)), ISBLANK(INDEX($C:$C,))), \"\", 'PWS Records (System Entry)'!$D$4)","v":"LA1079001"},{"$f":"IF(AND(ISBLANK(INDEX($G:$G,)), ISBLANK(INDEX($C:$C,))), \"\", 'PWS Records (System Entry)'!$D$3)","v":"City of Alexandria Water System"},"1007 SNOW WHITE DR","ALEXANDRIA","LA",71303,10714645,31.290580299999998,-92.482793000000001,null,"Unknown","Not Applicable","Don't Know",null,null,null,"Unknown","Not Applicable",null,null,"Lead Status Unknown"]
[{"$f":"IF(AND(ISBLANK(INDEX($G:$G,)), ISBLANK(INDEX($C:$C,))), \"\", 'PWS Records (System Entry)'!$D$4)","v":"LA1079001"},{"$f":"IF(AND(ISBLANK(INDEX($G:$G,)), ISBLANK(INDEX($C:$C,))), \"\", 'PWS Records (System Entry)'!$D$3)","v":"City of Alexandria Water System"},"122 COLONIAL DR","ALEXANDRIA","LA",71303,10714646,31.302650700000001,-92.470222800000002,null,"Non-Lead - Plastic","Installation Record (for example, tap card)","Don't Know",null,null,null,"Unknown","Not Applicable",null,null,"Lead Status Unknown"]
[{"$f":"IF(AND(ISBLANK(INDEX($G:$G,)), ISBLANK(INDEX($C:$C,))), \"\", 'PWS Records (System Entry)'!$D$4)","v":"LA1079001"},{"$f":"IF(AND(ISBLANK(INDEX($G:$G,)), ISBLANK(INDEX($C:$C,))), \"\", 'PWS Records (System Entry)'!$D$3)","v":"City of Alexandria Water System"},"1007 TRADITIONS LOOP","ALEXANDRIA","LA",71303,10714647,31.280212800000001,-92.487052800000001,null,"Unknown","Not Applicable","Don't Know",null,null,null,"Unknown","Not Applicable",null,null,"Lead Status Unknown"]
[{"$f":"IF(AND(ISBLANK(INDEX($G:$G,)), ISBLANK(INDEX($C:$C,))), \"\", 'PWS Records (System Entry)'!$D$4)","v":"LA1079001"},{"$f":"IF(AND(ISBLANK(INDEX($G:$G,)), ISBLANK(INDEX($C:$C,))), \"\", 'PWS Records (System Entry)'!$D$3)","v":"City of Alexandria Water System"},"2627 WILLOW GLEN RIVER RD","ALEXANDRIA","LA",71303,10714648,31.280818400000001,-92.431494900000004,null,"Unknown","Not Applicable","Don't Know",null,null,null,"Unknown","Not Applicable",null,null,"Lead Status Unknown"]
[{"$f":"IF(AND(ISBLANK(INDEX($G:$G,)), ISBLANK(INDEX($C:$C,))), \"\", 'PWS Records (System Entry)'!$D$4)","v":"LA1079001"},{"$f":"IF(AND(ISBLANK(INDEX($G:$G,)), ISBLANK(INDEX($C:$C,))), \"\", 'PWS Records (System Entry)'!$D$3)","v":"City of Alexandria Water System"},"122 COOK AVE","ALEXANDRIA","LA",71303,10714649,31.305951199999999,-92.461366799999993,null,"Unknown","Not Applicable","Don't Know",null,null,null,"Unknown","Not Applicable",null,null,"Lead Status Unknown"]
[{"$f":"IF(AND(ISBLANK(INDEX($G:$G,)), ISBLANK(INDEX($C:$C,))), \"\", 'PWS Records (System Entry)'!$D$4)","v":"LA1079001"},{"$f":"IF(AND(ISBLANK(INDEX($G:$G,)), ISBLANK(INDEX($C:$C,))), \"\", 'PWS Records (System Entry)'!$D$3)","v":"City of Alexandria Water System"},"1007 W POINTE BLVD","ALEXANDRIA","LA",71303,10714650,31.261516,-92.493566000000001,null,"Non-Lead - Other","Installation Record (for example, tap card)","Don't Know",null,null,null,"Non-Lead - Other","Installation Record (for example, tap card)",null,null,"Non-Lead"]
[{"$f":"IF(AND(ISBLANK(INDEX($G:$G,)), ISBLANK(INDEX($C:$C,))), \"\", 'PWS Records (System Entry)'!$D$4)","v":"LA1079001"},{"$f":"IF(AND(ISBLANK(INDEX($G:$G,)), ISBLANK(INDEX($C:$C,))), \"\", 'PWS Records (System Entry)'!$D$3)","v":"City of Alexandria Water System"},"2628 3RD ST","ALEXANDRIA","LA",71303,10714651,31.300629000000001,-92.431346199999993,null,"Non-Lead - Other","Installation Date after Lead Ban","Don't Know",null,null,null,"Non-Lead - Other","Installation Date after Lead Ban",null,null,"Non-Lead"]
[{"$f":"IF(AND(ISBLANK(INDEX($G:$G,)), ISBLANK(INDEX($C:$C,))), \"\", 'PWS Records (System Entry)'!$D$4)","v":"LA1079001"},{"$f":"IF(AND(ISBLANK(INDEX($G:$G,)), ISBLANK(INDEX($C:$C,))), \"\", 'PWS Records (System Entry)'!$D$3)","v":"City of Alexandria Water System"},"122 COTTAGE ST","ALEXANDRIA","LA",71303,10714652,31.310114800000001,-92.464436199999994,null,"Unknown","Not Applicable","Don't Know",null,null,null,"Unknown","Not Applicable",null,null,"Lead Status Unknown"]
[{"$f":"IF(AND(ISBLANK(INDEX($G:$G,)), ISBLANK(INDEX($C:$C,))), \"\", 'PWS Records (System Entry)'!$D$4)","v":"LA1079001"},{"$f":"IF(AND(ISBLANK(INDEX($G:$G,)), ISBLANK(INDEX($C:$C,))), \"\", 'PWS Records (System Entry)'!$D$3)","v":"City of Alexandria Water System"},"1008 BAYOU PL","ALEXANDRIA","LA",71303,10714653,31.306290499999999,-92.481507199999996,null,"Non-Lead - Plastic","Installation Date after Lead Ban","Don't Know",null,null,null,"Non-Lead - Plastic","Installation Date after Lead Ban",null,null,"Non-Lead"]
[{"$f":"IF(AND(ISBLANK(INDEX($G:$G,)), ISBLANK(INDEX($C:$C,))), \"\", 'PWS Records (System Entry)'!$D$4)","v":"LA1079001"},{"$f":"IF(AND(ISBLANK(INDEX($G:$G,)), ISBLANK(INDEX($C:$C,))), \"\", 'PWS Records (System Entry)'!$D$3)","v":"City of Alexandria Water System"},"122 KATHRYN ST","ALEXANDRIA","LA",71303,10714655,31.312007300000001,-92.466238500000003,null,"Unknown","Not Applicable","Don't Know",null,null,null,"Unknown","Not Applicable",null,null,"Lead Status Unknown"]
[{"$f":"IF(AND(ISBLANK(INDEX($G:$G,)), ISBLANK(INDEX($C:$C,))), \"\", 'PWS Records (System Entry)'!$D$4)","v":"LA1079001"},{"$f":"IF(AND(ISBLANK(INDEX($G:$G,)), ISBLANK(INDEX($C:$C,))), \"\", 'PWS Records (System Entry)'!$D$3)","v":"City of Alexandria Water System"},"2628 HARRIS ST","ALEXANDRIA","LA",71303,10714654,31.289758200000001,-92.449011400000003,null,"Unknown","Not Applicable","Don't Know",null,null,null,"Unknown","Not Applicable",null,null,"Lead Status Unknown"]
[{"$f":"IF(AND(ISBLANK(INDEX($G:$G,)), ISBLANK(INDEX($C:$C,))), \"\", 'PWS Records (System Entry)'!$D$4)","v":"LA1079001"},{"$f":"IF(AND(ISBLANK(INDEX($G:$G,)), ISBLANK(INDEX($C:$C,))), \"\", 'PWS Records (System Entry)'!$D$3)","v":"City of Alexandria Water System"},"1008 CANDY LN","ALEXANDRIA","LA",71303,10714657,31.291126500000001,-92.480976100000007,null,"Unknown","Not Applicable","Don't Know",null,null,null,"Unknown","Not Applicable",null,null,"Lead Status Unknown"]
[{"$f":"IF(AND(ISBLANK(INDEX($G:$G,)), ISBLANK(INDEX($C:$C,))), \"\", 'PWS Records (System Entry)'!$D$4)","v":"LA1079001"},{"$f":"IF(AND(ISBLANK(INDEX($G:$G,)), ISBLANK(INDEX($C:$C,))), \"\", 'PWS Records (System Entry)'!$D$3)","v":"City of Alexandria Water System"},"2628 OVERTON ST","ALEXANDRIA","LA",71303,10714656,31.2893355,-92.450215600000007,null,"Unknown","Not Applicable","Don't Know",null,null,null,"Unknown","Not Applicable",null,null,"Lead Status Unknown"]
[{"$f":"IF(AND(ISBLANK(INDEX($G:$G,)), ISBLANK(INDEX($C:$C,))), \"\", 'PWS Records (System Entry)'!$D$4)","v":"LA1079001"},{"$f":"IF(AND(ISBLANK(INDEX($G:$G,)), ISBLANK(INDEX($C:$C,))), \"\", 'PWS Records (System Entry)'!$D$3)","v":"City of Alexandria Water System"},"122 MARYLAND AVE","ALEXANDRIA","LA",71303,10714658,31.299674400000001,-92.475501199999997,null,"Unknown","Not Applicable","Don't Know",null,null,null,"Unknown","Not Applicable",null,null,{"$f":"IF(AND(INDEX($K:$K,)=\"\", INDEX($L:$L,)=\"\", INDEX($M:$M,)=\"\", INDEX($Q:$Q,)=\"\", INDEX($R:$R,)=\"\"), \"\", IF(OR(INDEX($K:$K,)=\"Lead\",INDEX($Q:$Q,)=\"Lead\"),\"Lead\",IF(OR(AND(OR(INDEX($M:$M,)=\"Yes\", INDEX($M:$M,)=\"Don't Know\", INDEX($M:$M,)=\"\"), INDEX($Q:$Q,)=\"Galvanized Iron/Steel\"), AND(INDEX($K:$K,)=\"Unknown\", INDEX($M:$M,)=\"No\", INDEX($Q:$Q,)=\"Galvanized Iron/Steel\")), \"Galvanized Requiring Replacement\", IF(OR(AND(OR(INDEX($K:$K,)=\"Galvanized Iron/Steel\", INDEX($K:$K,)=\"Non-Lead - Copper\", INDEX($K:$K,)=\"Non-Lead - Plastic\", INDEX($K:$K,)=\"Non-Lead - Other\", INDEX($K:$K,)=\"Non-Lead - Material Unknown\", INDEX($K:$K,)=\"No System Owned Portion\"), OR(INDEX($Q:$Q,)=\"Galvanized Iron/Steel\", INDEX($Q:$Q,)=\"Non-Lead - Copper\", INDEX($Q:$Q,)=\"Non-Lead - Plastic\", INDEX($Q:$Q,)=\"Non-Lead - Other\", INDEX($Q:$Q,)=\"Non-Lead - Predictive Model\", INDEX($Q:$Q,)=\"No Customer Owned Portion\")), AND(OR( INDEX($K:$K,)=\"Galvanized Iron/Steel\", INDEX($K:$K,)=\"Non-Lead - Copper\", INDEX($K:$K,)=\"Non-Lead - Plastic\", INDEX($K:$K,)=\"Non-Lead - Other\", INDEX($K:$K,)=\"Non-Lead - Material Unknown\", INDEX($K:$K,)=\"No System Owned Portion\"), INDEX($M:$M,)=\"No\", INDEX($Q:$Q,)=\"Non-Lead - Material Unknown\")), \"Non-Lead\", \"Lead Status Unknown\"))))","v":"Lead Status Unknown"}]
[{"$f":"IF(AND(ISBLANK(INDEX($G:$G,)), ISBLANK(INDEX($C:$C,))), \"\", 'PWS Records (System Entry)'!$D$4)","v":"LA1079001"},{"$f":"IF(AND(ISBLANK(INDEX($G:$G,)), ISBLANK(INDEX($C:$C,))), \"\", 'PWS Records (System Entry)'!$D$3)","v":"City of Alexandria Water System"},"2628 WILLOW GLEN RIVER RD STE A","ALEXANDRIA","LA",71301,10714662,31.281134099999999,-92.431288899999998,null,"Unknown","Not Applicable","Don't Know",null,null,null,"Unknown","Not Applicable",null,null,"Lead Status Unknown"]
[{"$f":"IF(AND(ISBLANK(INDEX($G:$G,)), ISBLANK(INDEX($C:$C,))), \"\", 'PWS Records (System Entry)'!$D$4)","v":"LA1079001"},{"$f":"IF(AND(ISBLANK(INDEX($G:$G,)), ISBLANK(INDEX($C:$C,))), \"\", 'PWS Records (System Entry)'!$D$3)","v":"City of Alexandria Water System"},"1008 CINDERELLA CT","ALEXANDRIA","LA",71303,10714659,31.290929200000001,-92.481995900000001,null,"Unknown","Not Applicable","Don't Know",null,null,null,"Unknown","Not Applicable",null,null,"Lead Status Unknown"]
[{"$f":"IF(AND(ISBLANK(INDEX($G:$G,)), ISBLANK(INDEX($C:$C,))), \"\", 'PWS Records (System Entry)'!$D$4)","v":"LA1079001"},{"$f":"IF(AND(ISBLANK(INDEX($G:$G,)), ISBLANK(INDEX($C:$C,))), \"\", 'PWS Records (System Entry)'!$D$3)","v":"City of Alexandria Water System"},"122 PECAN BAYOU DR","ALEXANDRIA","LA",71303,10714660,31.327126,-92.517847000000003,null,"Non-Lead - Other","Installation Record (for example, tap card)","Don't Know",null,null,null,"Non-Lead - Other","Installation Record (for example, tap card)",null,null,"Non-Lead"]
[{"$f":"IF(AND(ISBLANK(INDEX($G:$G,)), ISBLANK(INDEX($C:$C,))), \"\", 'PWS Records (System Entry)'!$D$4)","v":"LA1079001"},{"$f":"IF(AND(ISBLANK(INDEX($G:$G,)), ISBLANK(INDEX($C:$C,))), \"\", 'PWS Records (System Entry)'!$D$3)","v":"City of Alexandria Water System"},"1008 DAOUST DR BLDG 4702-A","ALEXANDRIA","LA",71302,10714661,31.325090599999999,-92.527116899999996,null,"Unknown","Not Applicable","Don't Know",null,null,null,"Unknown","Not Applicable",null,null,"Lead Status Unknown"]
[{"$f":"IF(AND(ISBLANK(INDEX($G:$G,)), ISBLANK(INDEX($C:$C,))), \"\", 'PWS Records (System Entry)'!$D$4)","v":"LA1079001"},{"$f":"IF(AND(ISBLANK(INDEX($G:$G,)), ISBLANK(INDEX($C:$C,))), \"\", 'PWS Records (System Entry)'!$D$3)","v":"City of Alexandria Water System"},"1220 BARRISTER ST","ALEXANDRIA","LA",71303,10714663,31.3002833,-92.453001499999999,null,"Unknown","Not Applicable","Don't Know",null,null,null,"Unknown","Not Applicable",null,null,"Lead Status Unknown"]
[{"$f":"IF(AND(ISBLANK(INDEX($G:$G,)), ISBLANK(INDEX($C:$C,))), \"\", 'PWS Records (System Entry)'!$D$4)","v":"LA1079001"},{"$f":"IF(AND(ISBLANK(INDEX($G:$G,)), ISBLANK(INDEX($C:$C,))), \"\", 'PWS Records (System Entry)'!$D$3)","v":"City of Alexandria Water System"},"1008 DAOUST DR BLDG 4702-B","ALEXANDRIA","LA",71303,10714664,31.325090599999999,-92.527116899999996,null,"Unknown","Not Applicable","Don't Know",null,null,null,"Unknown","Not Applicable",null,null,"Lead Status Unknown"]
[{"$f":"IF(AND(ISBLANK(INDEX($G:$G,)), ISBLANK(INDEX($C:$C,))), \"\", 'PWS Records (System Entry)'!$D$4)","v":"LA1079001"},{"$f":"IF(AND(ISBLANK(INDEX($G:$G,)), ISBLANK(INDEX($C:$C,))), \"\", 'PWS Records (System Entry)'!$D$3)","v":"City of Alexandria Water System"},"1220 BLYTHE AVE","ALEXANDRIA","LA",71303,10714665,31.299396900000001,-92.453918999999999,null,"Unknown","Not Applicable","Don't Know",null,null,null,"Unknown","Not Applicable",null,null,"Lead Status Unknown"]
[{"$f":"IF(AND(ISBLANK(INDEX($G:$G,)), ISBLANK(INDEX($C:$C,))), \"\", 'PWS Records (System Entry)'!$D$4)","v":"LA1079001"},{"$f":"IF(AND(ISBLANK(INDEX($G:$G,)), ISBLANK(INDEX($C:$C,))), \"\", 'PWS Records (System Entry)'!$D$3)","v":"City of Alexandria Water System"},"2629 3RD ST","ALEXANDRIA","LA",71303,10714667,31.300780799999998,-92.431480399999998,null,"Unknown","Not Applicable","Don't Know",null,null,null,"Unknown","Not Applicable",null,null,"Lead Status Unknown"]
[{"$f":"IF(AND(ISBLANK(INDEX($G:$G,)), ISBLANK(INDEX($C:$C,))), \"\", 'PWS Records (System Entry)'!$D$4)","v":"LA1079001"},{"$f":"IF(AND(ISBLANK(INDEX($G:$G,)), ISBLANK(INDEX($C:$C,))), \"\", 'PWS Records (System Entry)'!$D$3)","v":"City of Alexandria Water System"},"1008 GRETEL CT","ALEXANDRIA","LA",71303,10714666,31.291518199999999,-92.480091400000006,null,"Unknown","Not Applicable","Don't Know",null,null,null,"Unknown","Not Applicable",null,null,"Lead Status Unknown"]
[{"$f":"IF(AND(ISBLANK(INDEX($G:$G,)), ISBLANK(INDEX($C:$C,))), \"\", 'PWS Records (System Entry)'!$D$4)","v":"LA1079001"},{"$f":"IF(AND(ISBLANK(INDEX($G:$G,)), ISBLANK(INDEX($C:$C,))), \"\", 'PWS Records (System Entry)'!$D$3)","v":"City of Alexandria Water System"},"1220 CANTERBURY DR","ALEXANDRIA","LA",71303,10714668,31.287638300000001,-92.4795716,null,"Unknown","Not Applicable","Don't Know",null,null,null,"Unknown","Not Applicable",null,null,"Lead Status Unknown"]
[{"$f":"IF(AND(ISBLANK(INDEX($G:$G,)), ISBLANK(INDEX($C:$C,))), \"\", 'PWS Records (System Entry)'!$D$4)","v":"LA1079001"},{"$f":"IF(AND(ISBLANK(INDEX($G:$G,)), ISBLANK(INDEX($C:$C,))), \"\", 'PWS Records (System Entry)'!$D$3)","v":"City of Alexandria Water System"},"1008 HANSEL DR","ALEXANDRIA","LA",71303,10714669,31.291718100000001,-92.479082000000005,null,"Unknown","Not Applicable","Don't Know",null,null,null,"Unknown","Not Applicable",null,null,"Lead Status Unknown"]
[{"$f":"IF(AND(ISBLANK(INDEX($G:$G,)), ISBLANK(INDEX($C:$C,))), \"\", 'PWS Records (System Entry)'!$D$4)","v":"LA1079001"},{"$f":"IF(AND(ISBLANK(INDEX($G:$G,)), ISBLANK(INDEX($C:$C,))), \"\", 'PWS Records (System Entry)'!$D$3)","v":"City of Alexandria Water System"},"2629 MAIN ST","ALEXANDRIA","LA",71303,10714670,31.301514399999999,-92.431000299999994,null,"Unknown","Not Applicable","Don't Know",null,null,null,"Unknown","Not Applicable",null,null,"Lead Status Unknown"]
[{"$f":"IF(AND(ISBLANK(INDEX($G:$G,)), ISBLANK(INDEX($C:$C,))), \"\", 'PWS Records (System Entry)'!$D$4)","v":"LA1079001"},{"$f":"IF(AND(ISBLANK(INDEX($G:$G,)), ISBLANK(INDEX($C:$C,))), \"\", 'PWS Records (System Entry)'!$D$3)","v":"City of Alexandria Water System"},"1220 LANCASTER DR","ALEXANDRIA","LA",71303,10714671,31.288108699999999,-92.478783000000007,null,"Unknown","Not Applicable","Don't Know",null,null,null,"Unknown","Not Applicable",null,null,"Lead Status Unknown"]
[{"$f":"IF(AND(ISBLANK(INDEX($G:$G,)), ISBLANK(INDEX($C:$C,))), \"\", 'PWS Records (System Entry)'!$D$4)","v":"LA1079001"},{"$f":"IF(AND(ISBLANK(INDEX($G:$G,)), ISBLANK(INDEX($C:$C,))), \"\", 'PWS Records (System Entry)'!$D$3)","v":"City of Alexandria Water System"},"1008 MAUREEN ST","ALEXANDRIA","LA",71303,10714672,31.269856699999998,-92.487744500000005,null,"Unknown","Not Applicable","Don't Know",null,null,null,"Unknown","Not Applicable",null,null,"Lead Status Unknown"]
[{"$f":"IF(AND(ISBLANK(INDEX($G:$G,)), ISBLANK(INDEX($C:$C,))), \"\", 'PWS Records (System Entry)'!$D$4)","v":"LA1079001"},{"$f":"IF(AND(ISBLANK(INDEX($G:$G,)), ISBLANK(INDEX($C:$C,))), \"\", 'PWS Records (System Entry)'!$D$3)","v":"City of Alexandria Water System"},"1220 LOUISE ST","ALEXANDRIA","LA",71303,10714673,31.310152800000001,-92.480646800000002,null,"Non-Lead - Plastic","Installation Record (for example, tap card)","Don't Know",null,null,null,"Unknown","Not Applicable",null,null,"Lead Status Unknown"]
[{"$f":"IF(AND(ISBLANK(INDEX($G:$G,)), ISBLANK(INDEX($C:$C,))), \"\", 'PWS Records (System Entry)'!$D$4)","v":"LA1079001"},{"$f":"IF(AND(ISBLANK(INDEX($G:$G,)), ISBLANK(INDEX($C:$C,))), \"\", 'PWS Records (System Entry)'!$D$3)","v":"City of Alexandria Water System"},"2629 MARYE ST","ALEXANDRIA","LA",71303,10714674,31.2955899,-92.466198300000002,null,"Non-Lead - Other","Installation Date after Lead Ban","Don't Know",null,null,null,"Non-Lead - Other","Installation Date after Lead Ban",null,null,"Non-Lead"]
[{"$f":"IF(AND(ISBLANK(INDEX($G:$G,)), ISBLANK(INDEX($C:$C,))), \"\", 'PWS Records (System Entry)'!$D$4)","v":"LA1079001"},{"$f":"IF(AND(ISBLANK(INDEX($G:$G,)), ISBLANK(INDEX($C:$C,))), \"\", 'PWS Records (System Entry)'!$D$3)","v":"City of Alexandria Water System"},"1008 NORMAN DR STE B","ALEXANDRIA","LA",71303,10714675,31.325849300000002,-92.527496299999996,null,"Unknown","Not Applicable","Don't Know",null,null,null,"Unknown","Not Applicable",null,null,"Lead Status Unknown"]
[{"$f":"IF(AND(ISBLANK(INDEX($G:$G,)), ISBLANK(INDEX($C:$C,))), \"\", 'PWS Records (System Entry)'!$D$4)","v":"LA1079001"},{"$f":"IF(AND(ISBLANK(INDEX($G:$G,)), ISBLANK(INDEX($C:$C,))), \"\", 'PWS Records (System Entry)'!$D$3)","v":"City of Alexandria Water System"},"1220 MACARTHUR DR","ALEXANDRIA","LA",71303,10714676,31.288473499999998,-92.476118400000004,null,"Unknown","Not Applicable","Don't Know",null,null,null,"Unknown","Not Applicable",null,null,"Lead Status Unknown"]
[{"$f":"IF(AND(ISBLANK(INDEX($G:$G,)), ISBLANK(INDEX($C:$C,))), \"\", 'PWS Records (System Entry)'!$D$4)","v":"LA1079001"},{"$f":"IF(AND(ISBLANK(INDEX($G:$G,)), ISBLANK(INDEX($C:$C,))), \"\", 'PWS Records (System Entry)'!$D$3)","v":"City of Alexandria Water System"},"2629 MASON ST","ALEXANDRIA","LA",71303,10714677,31.2903026,-92.451041799999999,null,"Unknown","Not Applicable","Don't Know",null,null,null,"Unknown","Not Applicable",null,null,"Lead Status Unknown"]
[{"$f":"IF(AND(ISBLANK(INDEX($G:$G,)), ISBLANK(INDEX($C:$C,))), \"\", 'PWS Records (System Entry)'!$D$4)","v":"LA1079001"},{"$f":"IF(AND(ISBLANK(INDEX($G:$G,)), ISBLANK(INDEX($C:$C,))), \"\", 'PWS Records (System Entry)'!$D$3)","v":"City of Alexandria Water System"},"1008 NORMAN DR STE A","ALEXANDRIA","LA",71303,10714678,31.325849300000002,-92.527496299999996,null,"Unknown","Not Applicable","Don't Know",null,null,null,"Unknown","Not Applicable",null,null,"Lead Status Unknown"]
[{"$f":"IF(AND(ISBLANK(INDEX($G:$G,)), ISBLANK(INDEX($C:$C,))), \"\", 'PWS Records (System Entry)'!$D$4)","v":"LA1079001"},{"$f":"IF(AND(ISBLANK(INDEX($G:$G,)), ISBLANK(INDEX($C:$C,))), \"\", 'PWS Records (System Entry)'!$D$3)","v":"City of Alexandria Water System"},"1220 MAGNOLIA ST","ALEXANDRIA","LA",71303,10714679,31.308161999999999,-92.453023400000006,null,"Unknown","Not Applicable","Don't Know",null,null,null,"Unknown","Not Applicable",null,null,"Lead Status Unknown"]
[{"$f":"IF(AND(ISBLANK(INDEX($G:$G,)), ISBLANK(INDEX($C:$C,))), \"\", 'PWS Records (System Entry)'!$D$4)","v":"LA1079001"},{"$f":"IF(AND(ISBLANK(INDEX($G:$G,)), ISBLANK(INDEX($C:$C,))), \"\", 'PWS Records (System Entry)'!$D$3)","v":"City of Alexandria Water System"},"2629 S MACARTHUR DR","ALEXANDRIA","LA",71301,10714680,31.2698012,-92.460063500000004,null,"Unknown","Not Applicable","Don't Know",null,null,null,"Unknown","Not Applicable",null,null,"Lead Status Unknown"]
[{"$f":"IF(AND(ISBLANK(INDEX($G:$G,)), ISBLANK(INDEX($C:$C,))), \"\", 'PWS Records (System Entry)'!$D$4)","v":"LA1079001"},{"$f":"IF(AND(ISBLANK(INDEX($G:$G,)), ISBLANK(INDEX($C:$C,))), \"\", 'PWS Records (System Entry)'!$D$3)","v":"City of Alexandria Water System"},"2629 S MACARTHUR DR","ALEXANDRIA","LA",71301,10714683,31.2698012,-92.460063500000004,null,"Unknown","Not Applicable","Don't Know",null,null,null,"Unknown","Not Applicable",null,null,"Lead Status Unknown"]
[{"$f":"IF(AND(ISBLANK(INDEX($G:$G,)), ISBLANK(INDEX($C:$C,))), \"\", 'PWS Records (System Entry)'!$D$4)","v":"LA1079001"},{"$f":"IF(AND(ISBLANK(INDEX($G:$G,)), ISBLANK(INDEX($C:$C,))), \"\", 'PWS Records (System Entry)'!$D$3)","v":"City of Alexandria Water System"},"1008 PAPIN ST","ALEXANDRIA","LA",71303,10714681,31.291187300000001,-92.429022900000007,null,"Unknown","Not Applicable","Don't Know",null,null,null,"Unknown","Not Applicable",null,null,"Lead Status Unknown"]
[{"$f":"IF(AND(ISBLANK(INDEX($G:$G,)), ISBLANK(INDEX($C:$C,))), \"\", 'PWS Records (System Entry)'!$D$4)","v":"LA1079001"},{"$f":"IF(AND(ISBLANK(INDEX($G:$G,)), ISBLANK(INDEX($C:$C,))), \"\", 'PWS Records (System Entry)'!$D$3)","v":"City of Alexandria Water System"},"1220 MONROE ST","ALEXANDRIA","LA",71303,10714682,31.311051599999999,-92.456258800000001,null,"Unknown","Not Applicable","Don't Know",null,null,null,"Unknown","Not Applicable",null,null,"Lead Status Unknown"]
[{"$f":"IF(AND(ISBLANK(INDEX($G:$G,)), ISBLANK(INDEX($C:$C,))), \"\", 'PWS Records (System Entry)'!$D$4)","v":"LA1079001"},{"$f":"IF(AND(ISBLANK(INDEX($G:$G,)), ISBLANK(INDEX($C:$C,))), \"\", 'PWS Records (System Entry)'!$D$3)","v":"City of Alexandria Water System"},"1008 PRESIDENTS DR","ALEXANDRIA","LA",71303,10714684,31.3252989,-92.483661299999994,null,"Non-Lead - Plastic","Installation Date after Lead Ban","Don't Know",null,null,null,"Non-Lead - Plastic","Installation Date after Lead Ban",null,null,"Non-Lead"]
[{"$f":"IF(AND(ISBLANK(INDEX($G:$G,)), ISBLANK(INDEX($C:$C,))), \"\", 'PWS Records (System Entry)'!$D$4)","v":"LA1079001"},{"$f":"IF(AND(ISBLANK(INDEX($G:$G,)), ISBLANK(INDEX($C:$C,))), \"\", 'PWS Records (System Entry)'!$D$3)","v":"City of Alexandria Water System"},"1220 PIERSON ST","ALEXANDRIA","LA",71303,10714685,31.293996799999999,-92.467041699999996,null,"Unknown","Not Applicable","Don't Know",null,null,null,"Unknown","Not Applicable",null,null,"Lead Status Unknown"]
[{"$f":"IF(AND(ISBLANK(INDEX($G:$G,)), ISBLANK(INDEX($C:$C,))), \"\", 'PWS Records (System Entry)'!$D$4)","v":"LA1079001"},{"$f":"IF(AND(ISBLANK(INDEX($G:$G,)), ISBLANK(INDEX($C:$C,))), \"\", 'PWS Records (System Entry)'!$D$3)","v":"City of Alexandria Water System"},"263 VERSALIILES BLVD","ALEXANDRIA","LA",71301,10714686,31.274156000000001,-92.467106999999999,null,"Non-Lead - Other","Installation Record (for example, tap card)","Don't Know",null,null,null,"Non-Lead - Other","Installation Record (for example, tap card)",null,null,"Non-Lead"]
[{"$f":"IF(AND(ISBLANK(INDEX($G:$G,)), ISBLANK(INDEX($C:$C,))), \"\", 'PWS Records (System Entry)'!$D$4)","v":"LA1079001"},{"$f":"IF(AND(ISBLANK(INDEX($G:$G,)), ISBLANK(INDEX($C:$C,))), \"\", 'PWS Records (System Entry)'!$D$3)","v":"City of Alexandria Water System"},"1008 ROYCE DR","ALEXANDRIA","LA",71303,10714687,31.315125699999999,-92.525870100000006,null,"Unknown","Not Applicable","Don't Know",null,null,null,"Unknown","Not Applicable",null,null,"Lead Status Unknown"]
[{"$f":"IF(AND(ISBLANK(INDEX($G:$G,)), ISBLANK(INDEX($C:$C,))), \"\", 'PWS Records (System Entry)'!$D$4)","v":"LA1079001"},{"$f":"IF(AND(ISBLANK(INDEX($G:$G,)), ISBLANK(INDEX($C:$C,))), \"\", 'PWS Records (System Entry)'!$D$3)","v":"City of Alexandria Water System"},"1220 SHIRLAND AVE","ALEXANDRIA","LA",71303,10714688,31.312819900000001,-92.457657900000001,null,"Unknown","Not Applicable","Don't Know",null,null,null,"Unknown","Not Applicable",null,null,"Lead Status Unknown"]
[{"$f":"IF(AND(ISBLANK(INDEX($G:$G,)), ISBLANK(INDEX($C:$C,))), \"\", 'PWS Records (System Entry)'!$D$4)","v":"LA1079001"},{"$f":"IF(AND(ISBLANK(INDEX($G:$G,)), ISBLANK(INDEX($C:$C,))), \"\", 'PWS Records (System Entry)'!$D$3)","v":"City of Alexandria Water System"},"1008 SCHILLING DR BLDG B","ALEXANDRIA","LA",71303,10714689,31.318072799999999,-92.525746799999993,null,"Unknown","Not Applicable","Don't Know",null,null,null,"Unknown","Not Applicable",null,null,"Lead Status Unknown"]
[{"$f":"IF(AND(ISBLANK(INDEX($G:$G,)), ISBLANK(INDEX($C:$C,))), \"\", 'PWS Records (System Entry)'!$D$4)","v":"LA1079001"},{"$f":"IF(AND(ISBLANK(INDEX($G:$G,)), ISBLANK(INDEX($C:$C,))), \"\", 'PWS Records (System Entry)'!$D$3)","v":"City of Alexandria Water System"},"2630 7TH ST","ALEXANDRIA","LA",71303,10714690,31.298905300000001,-92.4341814,null,"Non-Lead - Other","Installation Date after Lead Ban","Don't Know",null,null,null,"Non-Lead - Other","Installation Date after Lead Ban",null,null,"Non-Lead"]
[{"$f":"IF(AND(ISBLANK(INDEX($G:$G,)), ISBLANK(INDEX($C:$C,))), \"\", 'PWS Records (System Entry)'!$D$4)","v":"LA1079001"},{"$f":"IF(AND(ISBLANK(INDEX($G:$G,)), ISBLANK(INDEX($C:$C,))), \"\", 'PWS Records (System Entry)'!$D$3)","v":"City of Alexandria Water System"},"1220 SOUTHAMPTON DR","ALEXANDRIA","LA",71303,10714691,31.2871904,-92.480838700000007,null,"Unknown","Not Applicable","Don't Know",null,null,null,"Unknown","Not Applicable",null,null,"Lead Status Unknown"]
[{"$f":"IF(AND(ISBLANK(INDEX($G:$G,)), ISBLANK(INDEX($C:$C,))), \"\", 'PWS Records (System Entry)'!$D$4)","v":"LA1079001"},{"$f":"IF(AND(ISBLANK(INDEX($G:$G,)), ISBLANK(INDEX($C:$C,))), \"\", 'PWS Records (System Entry)'!$D$3)","v":"City of Alexandria Water System"},"1220 SOUTHAMPTON DR","ALEXANDRIA","LA",71303,10714694,31.2871904,-92.480838700000007,null,"Unknown","Not Applicable","Don't Know",null,null,null,"Unknown","Not Applicable",null,null,"Lead Status Unknown"]
[{"$f":"IF(AND(ISBLANK(INDEX($G:$G,)), ISBLANK(INDEX($C:$C,))), \"\", 'PWS Records (System Entry)'!$D$4)","v":"LA1079001"},{"$f":"IF(AND(ISBLANK(INDEX($G:$G,)), ISBLANK(INDEX($C:$C,))), \"\", 'PWS Records (System Entry)'!$D$3)","v":"City of Alexandria Water System"},"1008 SCHILLING DR APT A","ALEXANDRIA","LA",71303,10714693,31.318072799999999,-92.525746799999993,null,"Unknown","Not Applicable","Don't Know",null,null,null,"Unknown","Not Applicable",null,null,"Lead Status Unknown"]
[{"$f":"IF(AND(ISBLANK(INDEX($G:$G,)), ISBLANK(INDEX($C:$C,))), \"\", 'PWS Records (System Entry)'!$D$4)","v":"LA1079001"},{"$f":"IF(AND(ISBLANK(INDEX($G:$G,)), ISBLANK(INDEX($C:$C,))), \"\", 'PWS Records (System Entry)'!$D$3)","v":"City of Alexandria Water System"},"2630 BROADWAY AVE","ALEXANDRIA","LA",71303,10714692,31.287639899999999,-92.4398506,null,"Unknown","Not Applicable","Don't Know",null,null,null,"Unknown","Not Applicable",null,null,"Lead Status Unknown"]
[{"$f":"IF(AND(ISBLANK(INDEX($G:$G,)), ISBLANK(INDEX($C:$C,))), \"\", 'PWS Records (System Entry)'!$D$4)","v":"LA1079001"},{"$f":"IF(AND(ISBLANK(INDEX($G:$G,)), ISBLANK(INDEX($C:$C,))), \"\", 'PWS Records (System Entry)'!$D$3)","v":"City of Alexandria Water System"},"1008 SEBILLE DR BLDG 3722","ALEXANDRIA","LA",71303,10714695,31.316151900000001,-92.525732000000005,null,"Unknown","Not Applicable","Don't Know",null,null,null,"Unknown","Not Applicable",null,null,"Lead Status Unknown"]
[{"$f":"IF(AND(ISBLANK(INDEX($G:$G,)), ISBLANK(INDEX($C:$C,))), \"\", 'PWS Records (System Entry)'!$D$4)","v":"LA1079001"},{"$f":"IF(AND(ISBLANK(INDEX($G:$G,)), ISBLANK(INDEX($C:$C,))), \"\", 'PWS Records (System Entry)'!$D$3)","v":"City of Alexandria Water System"},"2631 OVERTON ST","ALEXANDRIA","LA",71303,10714696,31.289303,-92.450163099999997,null,"Unknown","Not Applicable","Don't Know",null,null,null,"Unknown","Not Applicable",null,null,"Lead Status Unknown"]
[{"$f":"IF(AND(ISBLANK(INDEX($G:$G,)), ISBLANK(INDEX($C:$C,))), \"\", 'PWS Records (System Entry)'!$D$4)","v":"LA1079001"},{"$f":"IF(AND(ISBLANK(INDEX($G:$G,)), ISBLANK(INDEX($C:$C,))), \"\", 'PWS Records (System Entry)'!$D$3)","v":"City of Alexandria Water System"},"1220 THORNTON AVE","ALEXANDRIA","LA",71303,10714697,31.298608000000002,-92.454791799999995,null,"Unknown","Not Applicable","Don't Know",null,null,null,"Unknown","Not Applicable",null,null,"Lead Status Unknown"]
[{"$f":"IF(AND(ISBLANK(INDEX($G:$G,)), ISBLANK(INDEX($C:$C,))), \"\", 'PWS Records (System Entry)'!$D$4)","v":"LA1079001"},{"$f":"IF(AND(ISBLANK(INDEX($G:$G,)), ISBLANK(INDEX($C:$C,))), \"\", 'PWS Records (System Entry)'!$D$3)","v":"City of Alexandria Water System"},"1008 SNOW WHITE DR","ALEXANDRIA","LA",71303,10714698,31.2903202,-92.4827437,null,"Unknown","Not Applicable","Don't Know",null,null,null,"Unknown","Not Applicable",null,null,"Lead Status Unknown"]
[{"$f":"IF(AND(ISBLANK(INDEX($G:$G,)), ISBLANK(INDEX($C:$C,))), \"\", 'PWS Records (System Entry)'!$D$4)","v":"LA1079001"},{"$f":"IF(AND(ISBLANK(INDEX($G:$G,)), ISBLANK(INDEX($C:$C,))), \"\", 'PWS Records (System Entry)'!$D$3)","v":"City of Alexandria Water System"},"2632 6TH ST","ALEXANDRIA","LA",71303,10714699,31.299389399999999,-92.433521600000006,null,"Non-Lead - Other","Installation Date after Lead Ban","Don't Know",null,null,null,"Non-Lead - Other","Installation Date after Lead Ban",null,null,"Non-Lead"]
[{"$f":"IF(AND(ISBLANK(INDEX($G:$G,)), ISBLANK(INDEX($C:$C,))), \"\", 'PWS Records (System Entry)'!$D$4)","v":"LA1079001"},{"$f":"IF(AND(ISBLANK(INDEX($G:$G,)), ISBLANK(INDEX($C:$C,))), \"\", 'PWS Records (System Entry)'!$D$3)","v":"City of Alexandria Water System"},"1220 WARSHAUER ST","ALEXANDRIA","LA",71303,10714700,31.292918400000001,-92.447081400000002,null,"Unknown","Not Applicable","Don't Know",null,null,null,"Unknown","Not Applicable",null,null,"Lead Status Unknown"]
[{"$f":"IF(AND(ISBLANK(INDEX($G:$G,)), ISBLANK(INDEX($C:$C,))), \"\", 'PWS Records (System Entry)'!$D$4)","v":"LA1079001"},{"$f":"IF(AND(ISBLANK(INDEX($G:$G,)), ISBLANK(INDEX($C:$C,))), \"\", 'PWS Records (System Entry)'!$D$3)","v":"City of Alexandria Water System"},"1008 WARREN AVE","ALEXANDRIA","LA",71303,10714701,31.265680700000001,-92.490588099999997,null,"Unknown","Not Applicable","Don't Know",null,null,null,"Unknown","Not Applicable",null,null,"Lead Status Unknown"]
[{"$f":"IF(AND(ISBLANK(INDEX($G:$G,)), ISBLANK(INDEX($C:$C,))), \"\", 'PWS Records (System Entry)'!$D$4)","v":"LA1079001"},{"$f":"IF(AND(ISBLANK(INDEX($G:$G,)), ISBLANK(INDEX($C:$C,))), \"\", 'PWS Records (System Entry)'!$D$3)","v":"City of Alexandria Water System"},"1220 WILSHIRE DR","ALEXANDRIA","LA",71303,10714702,31.288415499999999,-92.4778041,null,"Unknown","Not Applicable","Don't Know",null,null,null,"Unknown","Not Applicable",null,null,"Lead Status Unknown"]
[{"$f":"IF(AND(ISBLANK(INDEX($G:$G,)), ISBLANK(INDEX($C:$C,))), \"\", 'PWS Records (System Entry)'!$D$4)","v":"LA1079001"},{"$f":"IF(AND(ISBLANK(INDEX($G:$G,)), ISBLANK(INDEX($C:$C,))), \"\", 'PWS Records (System Entry)'!$D$3)","v":"City of Alexandria Water System"},"2633 HARRIS ST","ALEXANDRIA","LA",71303,10714704,31.289547299999999,-92.448976799999997,null,"Unknown","Not Applicable","Don't Know",null,null,null,"Unknown","Not Applicable",null,null,"Lead Status Unknown"]
[{"$f":"IF(AND(ISBLANK(INDEX($G:$G,)), ISBLANK(INDEX($C:$C,))), \"\", 'PWS Records (System Entry)'!$D$4)","v":"LA1079001"},{"$f":"IF(AND(ISBLANK(INDEX($G:$G,)), ISBLANK(INDEX($C:$C,))), \"\", 'PWS Records (System Entry)'!$D$3)","v":"City of Alexandria Water System"},"1009 24TH ST","ALEXANDRIA","LA",71303,10714703,31.296048899999999,-92.461353900000006,null,"Unknown","Not Applicable","Don't Know",null,null,null,"Unknown","Not Applicable",null,null,"Lead Status Unknown"]
[{"$f":"IF(AND(ISBLANK(INDEX($G:$G,)), ISBLANK(INDEX($C:$C,))), \"\", 'PWS Records (System Entry)'!$D$4)","v":"LA1079001"},{"$f":"IF(AND(ISBLANK(INDEX($G:$G,)), ISBLANK(INDEX($C:$C,))), \"\", 'PWS Records (System Entry)'!$D$3)","v":"City of Alexandria Water System"},"1220 WINDSOR PL","ALEXANDRIA","LA",71303,10714705,31.281144000000001,-92.481471900000003,null,"Unknown","Not Applicable","Don't Know",null,null,null,"Unknown","Not Applicable",null,null,"Lead Status Unknown"]
[{"$f":"IF(AND(ISBLANK(INDEX($G:$G,)), ISBLANK(INDEX($C:$C,))), \"\", 'PWS Records (System Entry)'!$D$4)","v":"LA1079001"},{"$f":"IF(AND(ISBLANK(INDEX($G:$G,)), ISBLANK(INDEX($C:$C,))), \"\", 'PWS Records (System Entry)'!$D$3)","v":"City of Alexandria Water System"},"1009 BAYOU PL","ALEXANDRIA","LA",71303,10714706,31.3069901,-92.482085600000005,null,"Non-Lead - Plastic","Installation Date after Lead Ban","Don't Know",null,null,null,"Non-Lead - Plastic","Installation Date after Lead Ban",null,null,"Non-Lead"]
[{"$f":"IF(AND(ISBLANK(INDEX($G:$G,)), ISBLANK(INDEX($C:$C,))), \"\", 'PWS Records (System Entry)'!$D$4)","v":"LA1079001"},{"$f":"IF(AND(ISBLANK(INDEX($G:$G,)), ISBLANK(INDEX($C:$C,))), \"\", 'PWS Records (System Entry)'!$D$3)","v":"City of Alexandria Water System"},"2634 3RD ST","ALEXANDRIA","LA",71303,10714707,31.300565599999999,-92.431248400000001,null,"Unknown","Not Applicable","Don't Know",null,null,null,"Unknown","Not Applicable",null,null,"Lead Status Unknown"]
[{"$f":"IF(AND(ISBLANK(INDEX($G:$G,)), ISBLANK(INDEX($C:$C,))), \"\", 'PWS Records (System Entry)'!$D$4)","v":"LA1079001"},{"$f":"IF(AND(ISBLANK(INDEX($G:$G,)), ISBLANK(INDEX($C:$C,))), \"\", 'PWS Records (System Entry)'!$D$3)","v":"City of Alexandria Water System"},"1221 BLYTHE AVE","ALEXANDRIA","LA",71303,10714708,31.299371300000001,-92.453841800000006,null,"Unknown","Not Applicable","Don't Know",null,null,null,"Unknown","Not Applicable",null,null,"Lead Status Unknown"]
[{"$f":"IF(AND(ISBLANK(INDEX($G:$G,)), ISBLANK(INDEX($C:$C,))), \"\", 'PWS Records (System Entry)'!$D$4)","v":"LA1079001"},{"$f":"IF(AND(ISBLANK(INDEX($G:$G,)), ISBLANK(INDEX($C:$C,))), \"\", 'PWS Records (System Entry)'!$D$3)","v":"City of Alexandria Water System"},"1009 CALAIS CIR","ALEXANDRIA","LA",71301,10714709,31.274747000000001,-92.485345499999994,null,"Unknown","Not Applicable","Don't Know",null,null,null,"Unknown","Not Applicable",null,null,"Lead Status Unknown"]
[{"$f":"IF(AND(ISBLANK(INDEX($G:$G,)), ISBLANK(INDEX($C:$C,))), \"\", 'PWS Records (System Entry)'!$D$4)","v":"LA1079001"},{"$f":"IF(AND(ISBLANK(INDEX($G:$G,)), ISBLANK(INDEX($C:$C,))), \"\", 'PWS Records (System Entry)'!$D$3)","v":"City of Alexandria Water System"},"1009 CALAIS CIR","ALEXANDRIA","LA",71301,10714711,31.274747000000001,-92.485345499999994,null,"Unknown","Not Applicable","Don't Know",null,null,null,"Unknown","Not Applicable",null,null,"Lead Status Unknown"]
[{"$f":"IF(AND(ISBLANK(INDEX($G:$G,)), ISBLANK(INDEX($C:$C,))), \"\", 'PWS Records (System Entry)'!$D$4)","v":"LA1079001"},{"$f":"IF(AND(ISBLANK(INDEX($G:$G,)), ISBLANK(INDEX($C:$C,))), \"\", 'PWS Records (System Entry)'!$D$3)","v":"City of Alexandria Water System"},"1221 LONG PINE ST","ALEXANDRIA","LA",71303,10714710,31.2890172,-92.447034400000007,null,"Unknown","Not Applicable","Don't Know",null,null,null,"Unknown","Not Applicable",null,null,"Lead Status Unknown"]
[{"$f":"IF(AND(ISBLANK(INDEX($G:$G,)), ISBLANK(INDEX($C:$C,))), \"\", 'PWS Records (System Entry)'!$D$4)","v":"LA1079001"},{"$f":"IF(AND(ISBLANK(INDEX($G:$G,)), ISBLANK(INDEX($C:$C,))), \"\", 'PWS Records (System Entry)'!$D$3)","v":"City of Alexandria Water System"},"2634 9TH ST","ALEXANDRIA","LA",71303,10714712,31.2968382,-92.434874300000004,null,"Unknown","Not Applicable","Don't Know",null,null,null,"Unknown","Not Applicable",null,null,"Lead Status Unknown"]
[{"$f":"IF(AND(ISBLANK(INDEX($G:$G,)), ISBLANK(INDEX($C:$C,))), \"\", 'PWS Records (System Entry)'!$D$4)","v":"LA1079001"},{"$f":"IF(AND(ISBLANK(INDEX($G:$G,)), ISBLANK(INDEX($C:$C,))), \"\", 'PWS Records (System Entry)'!$D$3)","v":"City of Alexandria Water System"},"1222 SHIRLAND AVE","ALEXANDRIA","LA",71303,10714713,31.312882099999999,-92.457201100000006,null,"Unknown","Not Applicable","Don't Know",null,null,null,"Unknown","Not Applicable",null,null,"Lead Status Unknown"]
[{"$f":"IF(AND(ISBLANK(INDEX($G:$G,)), ISBLANK(INDEX($C:$C,))), \"\", 'PWS Records (System Entry)'!$D$4)","v":"LA1079001"},{"$f":"IF(AND(ISBLANK(INDEX($G:$G,)), ISBLANK(INDEX($C:$C,))), \"\", 'PWS Records (System Entry)'!$D$3)","v":"City of Alexandria Water System"},"1009 COUNCIL DR BLDG 4218-B","ALEXANDRIA","LA",71303,10714714,31.326554699999999,-92.523780900000006,null,"Unknown","Not Applicable","Don't Know",null,null,null,"Unknown","Not Applicable",null,null,"Lead Status Unknown"]
[{"$f":"IF(AND(ISBLANK(INDEX($G:$G,)), ISBLANK(INDEX($C:$C,))), \"\", 'PWS Records (System Entry)'!$D$4)","v":"LA1079001"},{"$f":"IF(AND(ISBLANK(INDEX($G:$G,)), ISBLANK(INDEX($C:$C,))), \"\", 'PWS Records (System Entry)'!$D$3)","v":"City of Alexandria Water System"},"2635 LEE ST","ALEXANDRIA","LA",71301,10714715,31.289878699999999,-92.452021400000007,null,"Unknown","Not Applicable","Don't Know",null,null,null,"Unknown","Not Applicable",null,null,"Lead Status Unknown"]
[{"$f":"IF(AND(ISBLANK(INDEX($G:$G,)), ISBLANK(INDEX($C:$C,))), \"\", 'PWS Records (System Entry)'!$D$4)","v":"LA1079001"},{"$f":"IF(AND(ISBLANK(INDEX($G:$G,)), ISBLANK(INDEX($C:$C,))), \"\", 'PWS Records (System Entry)'!$D$3)","v":"City of Alexandria Water System"},"1009 COUNCIL DR BLDG 4218-A","ALEXANDRIA","LA",71303,10714716,31.326554699999999,-92.523780900000006,null,"Unknown","Not Applicable","Don't Know",null,null,null,"Unknown","Not Applicable",null,null,"Lead Status Unknown"]
[{"$f":"IF(AND(ISBLANK(INDEX($G:$G,)), ISBLANK(INDEX($C:$C,))), \"\", 'PWS Records (System Entry)'!$D$4)","v":"LA1079001"},{"$f":"IF(AND(ISBLANK(INDEX($G:$G,)), ISBLANK(INDEX($C:$C,))), \"\", 'PWS Records (System Entry)'!$D$3)","v":"City of Alexandria Water System"},"1223 CANTERBURY DR","ALEXANDRIA","LA",71303,10714717,31.287685499999998,-92.479532199999994,null,"Unknown","Not Applicable","Don't Know",null,null,null,"Unknown","Not Applicable",null,null,"Lead Status Unknown"]
[{"$f":"IF(AND(ISBLANK(INDEX($G:$G,)), ISBLANK(INDEX($C:$C,))), \"\", 'PWS Records (System Entry)'!$D$4)","v":"LA1079001"},{"$f":"IF(AND(ISBLANK(INDEX($G:$G,)), ISBLANK(INDEX($C:$C,))), \"\", 'PWS Records (System Entry)'!$D$3)","v":"City of Alexandria Water System"},"2637 7TH ST","ALEXANDRIA","LA",71303,10714718,31.298618099999999,-92.433664899999997,null,"Unknown","Not Applicable","Don't Know",null,null,null,"Unknown","Not Applicable",null,null,"Lead Status Unknown"]
[{"$f":"IF(AND(ISBLANK(INDEX($G:$G,)), ISBLANK(INDEX($C:$C,))), \"\", 'PWS Records (System Entry)'!$D$4)","v":"LA1079001"},{"$f":"IF(AND(ISBLANK(INDEX($G:$G,)), ISBLANK(INDEX($C:$C,))), \"\", 'PWS Records (System Entry)'!$D$3)","v":"City of Alexandria Water System"},"1223 ENGLAND DR","ALEXANDRIA","LA",71303,10714719,31.311786000000001,-92.479715999999996,null,"Unknown","Not Applicable","Don't Know",null,null,null,"Unknown","Not Applicable",null,null,"Lead Status Unknown"]
[{"$f":"IF(AND(ISBLANK(INDEX($G:$G,)), ISBLANK(INDEX($C:$C,))), \"\", 'PWS Records (System Entry)'!$D$4)","v":"LA1079001"},{"$f":"IF(AND(ISBLANK(INDEX($G:$G,)), ISBLANK(INDEX($C:$C,))), \"\", 'PWS Records (System Entry)'!$D$3)","v":"City of Alexandria Water System"},"1009 OXFORD ST","ALEXANDRIA","LA",71303,10714720,31.296235100000001,-92.460401500000003,null,"Unknown","Not Applicable","Don't Know",null,null,null,"Unknown","Not Applicable",null,null,"Lead Status Unknown"]
[{"$f":"IF(AND(ISBLANK(INDEX($G:$G,)), ISBLANK(INDEX($C:$C,))), \"\", 'PWS Records (System Entry)'!$D$4)","v":"LA1079001"},{"$f":"IF(AND(ISBLANK(INDEX($G:$G,)), ISBLANK(INDEX($C:$C,))), \"\", 'PWS Records (System Entry)'!$D$3)","v":"City of Alexandria Water System"},"2637 HARRIS ST","ALEXANDRIA","LA",71303,10714723,31.289459399999998,-92.448985500000006,null,"Non-Lead - Other","Installation Date after Lead Ban","Don't Know",null,null,null,"Non-Lead - Other","Installation Date after Lead Ban",null,null,"Non-Lead"]
[{"$f":"IF(AND(ISBLANK(INDEX($G:$G,)), ISBLANK(INDEX($C:$C,))), \"\", 'PWS Records (System Entry)'!$D$4)","v":"LA1079001"},{"$f":"IF(AND(ISBLANK(INDEX($G:$G,)), ISBLANK(INDEX($C:$C,))), \"\", 'PWS Records (System Entry)'!$D$3)","v":"City of Alexandria Water System"},"1223 LANCASTER DR","ALEXANDRIA","LA",71303,10714721,31.2879173,-92.4786517,null,"Unknown","Not Applicable","Don't Know",null,null,null,"Unknown","Not Applicable",null,null,{"$f":"IF(AND(INDEX($K:$K,)=\"\", INDEX($L:$L,)=\"\", INDEX($M:$M,)=\"\", INDEX($Q:$Q,)=\"\", INDEX($R:$R,)=\"\"), \"\", IF(OR(INDEX($K:$K,)=\"Lead\",INDEX($Q:$Q,)=\"Lead\"),\"Lead\",IF(OR(AND(OR(INDEX($M:$M,)=\"Yes\", INDEX($M:$M,)=\"Don't Know\", INDEX($M:$M,)=\"\"), INDEX($Q:$Q,)=\"Galvanized Iron/Steel\"), AND(INDEX($K:$K,)=\"Unknown\", INDEX($M:$M,)=\"No\", INDEX($Q:$Q,)=\"Galvanized Iron/Steel\")), \"Galvanized Requiring Replacement\", IF(OR(AND(OR(INDEX($K:$K,)=\"Galvanized Iron/Steel\", INDEX($K:$K,)=\"Non-Lead - Copper\", INDEX($K:$K,)=\"Non-Lead - Plastic\", INDEX($K:$K,)=\"Non-Lead - Other\", INDEX($K:$K,)=\"Non-Lead - Material Unknown\", INDEX($K:$K,)=\"No System Owned Portion\"), OR(INDEX($Q:$Q,)=\"Galvanized Iron/Steel\", INDEX($Q:$Q,)=\"Non-Lead - Copper\", INDEX($Q:$Q,)=\"Non-Lead - Plastic\", INDEX($Q:$Q,)=\"Non-Lead - Other\", INDEX($Q:$Q,)=\"Non-Lead - Predictive Model\", INDEX($Q:$Q,)=\"No Customer Owned Portion\")), AND(OR( INDEX($K:$K,)=\"Galvanized Iron/Steel\", INDEX($K:$K,)=\"Non-Lead - Copper\", INDEX($K:$K,)=\"Non-Lead - Plastic\", INDEX($K:$K,)=\"Non-Lead - Other\", INDEX($K:$K,)=\"Non-Lead - Material Unknown\", INDEX($K:$K,)=\"No System Owned Portion\"), INDEX($M:$M,)=\"No\", INDEX($Q:$Q,)=\"Non-Lead - Material Unknown\")), \"Non-Lead\", \"Lead Status Unknown\"))))","v":"Lead Status Unknown"}]
[{"$f":"IF(AND(ISBLANK(INDEX($G:$G,)), ISBLANK(INDEX($C:$C,))), \"\", 'PWS Records (System Entry)'!$D$4)","v":"LA1079001"},{"$f":"IF(AND(ISBLANK(INDEX($G:$G,)), ISBLANK(INDEX($C:$C,))), \"\", 'PWS Records (System Entry)'!$D$3)","v":"City of Alexandria Water System"},"1009 ROYCE DR BLDG 3703","ALEXANDRIA","LA",71303,10714722,31.315187000000002,-92.525974199999993,null,"Unknown","Not Applicable","Don't Know",null,null,null,"Unknown","Not Applicable",null,null,"Lead Status Unknown"]
[{"$f":"IF(AND(ISBLANK(INDEX($G:$G,)), ISBLANK(INDEX($C:$C,))), \"\", 'PWS Records (System Entry)'!$D$4)","v":"LA1079001"},{"$f":"IF(AND(ISBLANK(INDEX($G:$G,)), ISBLANK(INDEX($C:$C,))), \"\", 'PWS Records (System Entry)'!$D$3)","v":"City of Alexandria Water System"},"1223 MACARTHUR DR","ALEXANDRIA","LA",71303,10714724,31.288833799999999,-92.475500999999994,null,"Unknown","Not Applicable","Don't Know",null,null,null,"Unknown","Not Applicable",null,null,"Lead Status Unknown"]
[{"$f":"IF(AND(ISBLANK(INDEX($G:$G,)), ISBLANK(INDEX($C:$C,))), \"\", 'PWS Records (System Entry)'!$D$4)","v":"LA1079001"},{"$f":"IF(AND(ISBLANK(INDEX($G:$G,)), ISBLANK(INDEX($C:$C,))), \"\", 'PWS Records (System Entry)'!$D$3)","v":"City of Alexandria Water System"},"1009 SCHILLING DR BLDG 4004","ALEXANDRIA","LA",71303,10714725,31.3182276,-92.525501599999998,null,"Unknown","Not Applicable","Don't Know",null,null,null,"Unknown","Not Applicable",null,null,"Lead Status Unknown"]
[{"$f":"IF(AND(ISBLANK(INDEX($G:$G,)), ISBLANK(INDEX($C:$C,))), \"\", 'PWS Records (System Entry)'!$D$4)","v":"LA1079001"},{"$f":"IF(AND(ISBLANK(INDEX($G:$G,)), ISBLANK(INDEX($C:$C,))), \"\", 'PWS Records (System Entry)'!$D$3)","v":"City of Alexandria Water System"},"2637 MASON ST","ALEXANDRIA","LA",71303,10714726,31.290127500000001,-92.451057000000006,null,"Non-Lead - Other","Installation Date after Lead Ban","Don't Know",null,null,null,"Non-Lead - Other","Installation Date after Lead Ban",null,null,"Non-Lead"]
[{"$f":"IF(AND(ISBLANK(INDEX($G:$G,)), ISBLANK(INDEX($C:$C,))), \"\", 'PWS Records (System Entry)'!$D$4)","v":"LA1079001"},{"$f":"IF(AND(ISBLANK(INDEX($G:$G,)), ISBLANK(INDEX($C:$C,))), \"\", 'PWS Records (System Entry)'!$D$3)","v":"City of Alexandria Water System"},"1223 S HARVARD ST","ALEXANDRIA","LA",71303,10714727,31.2878334,-92.447545899999994,null,"Unknown","Not Applicable","Don't Know",null,null,null,"Unknown","Not Applicable",null,null,"Lead Status Unknown"]
[{"$f":"IF(AND(ISBLANK(INDEX($G:$G,)), ISBLANK(INDEX($C:$C,))), \"\", 'PWS Records (System Entry)'!$D$4)","v":"LA1079001"},{"$f":"IF(AND(ISBLANK(INDEX($G:$G,)), ISBLANK(INDEX($C:$C,))), \"\", 'PWS Records (System Entry)'!$D$3)","v":"City of Alexandria Water System"},"1009 STRACENER ST","ALEXANDRIA","LA",71303,10714728,31.319865199999999,-92.465935099999996,null,"Unknown","Not Applicable","Don't Know",null,null,null,"Unknown","Not Applicable",null,null,"Lead Status Unknown"]
[{"$f":"IF(AND(ISBLANK(INDEX($G:$G,)), ISBLANK(INDEX($C:$C,))), \"\", 'PWS Records (System Entry)'!$D$4)","v":"LA1079001"},{"$f":"IF(AND(ISBLANK(INDEX($G:$G,)), ISBLANK(INDEX($C:$C,))), \"\", 'PWS Records (System Entry)'!$D$3)","v":"City of Alexandria Water System"},"1223 WILSHIRE DR","ALEXANDRIA","LA",71303,10714729,31.2882052,-92.477660700000001,null,"Unknown","Not Applicable","Don't Know",null,null,null,"Unknown","Not Applicable",null,null,"Lead Status Unknown"]
[{"$f":"IF(AND(ISBLANK(INDEX($G:$G,)), ISBLANK(INDEX($C:$C,))), \"\", 'PWS Records (System Entry)'!$D$4)","v":"LA1079001"},{"$f":"IF(AND(ISBLANK(INDEX($G:$G,)), ISBLANK(INDEX($C:$C,))), \"\", 'PWS Records (System Entry)'!$D$3)","v":"City of Alexandria Water System"},"2638 3RD ST","ALEXANDRIA","LA",71303,10714730,31.300474699999999,-92.431107999999995,null,"Unknown","Not Applicable","Don't Know",null,null,null,"Unknown","Not Applicable",null,null,"Lead Status Unknown"]
[{"$f":"IF(AND(ISBLANK(INDEX($G:$G,)), ISBLANK(INDEX($C:$C,))), \"\", 'PWS Records (System Entry)'!$D$4)","v":"LA1079001"},{"$f":"IF(AND(ISBLANK(INDEX($G:$G,)), ISBLANK(INDEX($C:$C,))), \"\", 'PWS Records (System Entry)'!$D$3)","v":"City of Alexandria Water System"},"101 CONSTITUTION BLVD","ALEXANDRIA","LA",71303,10714731,31.299304200000002,-92.486106599999999,null,"Unknown","Not Applicable","Don't Know",null,null,null,"Unknown","Not Applicable",null,null,"Lead Status Unknown"]
[{"$f":"IF(AND(ISBLANK(INDEX($G:$G,)), ISBLANK(INDEX($C:$C,))), \"\", 'PWS Records (System Entry)'!$D$4)","v":"LA1079001"},{"$f":"IF(AND(ISBLANK(INDEX($G:$G,)), ISBLANK(INDEX($C:$C,))), \"\", 'PWS Records (System Entry)'!$D$3)","v":"City of Alexandria Water System"},"1224 HOLLY ST","ALEXANDRIA","LA",71303,10714732,31.307538699999998,-92.452518499999996,null,"Unknown","Not Applicable","Don't Know",null,null,null,"Unknown","Not Applicable",null,null,"Lead Status Unknown"]
[{"$f":"IF(AND(ISBLANK(INDEX($G:$G,)), ISBLANK(INDEX($C:$C,))), \"\", 'PWS Records (System Entry)'!$D$4)","v":"LA1079001"},{"$f":"IF(AND(ISBLANK(INDEX($G:$G,)), ISBLANK(INDEX($C:$C,))), \"\", 'PWS Records (System Entry)'!$D$3)","v":"City of Alexandria Water System"},"2638 8TH ST","ALEXANDRIA","LA",71303,10714733,31.297624500000001,-92.4341644,null,"Unknown","Not Applicable","Don't Know",null,null,null,"Unknown","Not Applicable",null,null,"Lead Status Unknown"]
[{"$f":"IF(AND(ISBLANK(INDEX($G:$G,)), ISBLANK(INDEX($C:$C,))), \"\", 'PWS Records (System Entry)'!$D$4)","v":"LA1079001"},{"$f":"IF(AND(ISBLANK(INDEX($G:$G,)), ISBLANK(INDEX($C:$C,))), \"\", 'PWS Records (System Entry)'!$D$3)","v":"City of Alexandria Water System"},"101 EVANRIDGE ST","ALEXANDRIA","LA",71303,10714734,31.2338658,-92.434841800000001,null,"Unknown","Not Applicable","Don't Know",null,null,null,"Unknown","Not Applicable",null,null,"Lead Status Unknown"]
[{"$f":"IF(AND(ISBLANK(INDEX($G:$G,)), ISBLANK(INDEX($C:$C,))), \"\", 'PWS Records (System Entry)'!$D$4)","v":"LA1079001"},{"$f":"IF(AND(ISBLANK(INDEX($G:$G,)), ISBLANK(INDEX($C:$C,))), \"\", 'PWS Records (System Entry)'!$D$3)","v":"City of Alexandria Water System"},"1224 LANCASTER DR","ALEXANDRIA","LA",71303,10714735,31.287878200000002,-92.478695500000001,null,"Unknown","Not Applicable","Don't Know",null,null,null,"Unknown","Not Applicable",null,null,"Lead Status Unknown"]
[{"$f":"IF(AND(ISBLANK(INDEX($G:$G,)), ISBLANK(INDEX($C:$C,))), \"\", 'PWS Records (System Entry)'!$D$4)","v":"LA1079001"},{"$f":"IF(AND(ISBLANK(INDEX($G:$G,)), ISBLANK(INDEX($C:$C,))), \"\", 'PWS Records (System Entry)'!$D$3)","v":"City of Alexandria Water System"},"101 HOPE ST","ALEXANDRIA","LA",71303,10714736,31.3110268,-92.463829500000003,null,"Unknown","Not Applicable","Don't Know",null,null,null,"Unknown","Not Applicable",null,null,"Lead Status Unknown"]
[{"$f":"IF(AND(ISBLANK(INDEX($G:$G,)), ISBLANK(INDEX($C:$C,))), \"\", 'PWS Records (System Entry)'!$D$4)","v":"LA1079001"},{"$f":"IF(AND(ISBLANK(INDEX($G:$G,)), ISBLANK(INDEX($C:$C,))), \"\", 'PWS Records (System Entry)'!$D$3)","v":"City of Alexandria Water System"},"2638 MAIN ST","ALEXANDRIA","LA",71303,10714737,31.3013048,-92.430780999999996,null,"Unknown","Not Applicable","Don't Know",null,null,null,"Unknown","Not Applicable",null,null,"Lead Status Unknown"]
[{"$f":"IF(AND(ISBLANK(INDEX($G:$G,)), ISBLANK(INDEX($C:$C,))), \"\", 'PWS Records (System Entry)'!$D$4)","v":"LA1079001"},{"$f":"IF(AND(ISBLANK(INDEX($G:$G,)), ISBLANK(INDEX($C:$C,))), \"\", 'PWS Records (System Entry)'!$D$3)","v":"City of Alexandria Water System"},"1224 MARYLAND AVE APT 1","ALEXANDRIA","LA",71303,10714738,31.289684900000001,-92.471605400000001,null,"Unknown","Not Applicable","Don't Know",null,null,null,"Unknown","Not Applicable",null,null,"Lead Status Unknown"]
[{"$f":"IF(AND(ISBLANK(INDEX($G:$G,)), ISBLANK(INDEX($C:$C,))), \"\", 'PWS Records (System Entry)'!$D$4)","v":"LA1079001"},{"$f":"IF(AND(ISBLANK(INDEX($G:$G,)), ISBLANK(INDEX($C:$C,))), \"\", 'PWS Records (System Entry)'!$D$3)","v":"City of Alexandria Water System"},"101 MAUREEN ST","ALEXANDRIA","LA",71303,10714739,31.269735799999999,-92.487090499999994,null,"Unknown","Not Applicable","Don't Know",null,null,null,"Unknown","Not Applicable",null,null,"Lead Status Unknown"]
[{"$f":"IF(AND(ISBLANK(INDEX($G:$G,)), ISBLANK(INDEX($C:$C,))), \"\", 'PWS Records (System Entry)'!$D$4)","v":"LA1079001"},{"$f":"IF(AND(ISBLANK(INDEX($G:$G,)), ISBLANK(INDEX($C:$C,))), \"\", 'PWS Records (System Entry)'!$D$3)","v":"City of Alexandria Water System"},"2639 LEE ST","ALEXANDRIA","LA",71303,10714740,31.289610199999998,-92.452021200000004,null,"Unknown","Not Applicable","Don't Know",null,null,null,"Unknown","Not Applicable",null,null,"Lead Status Unknown"]
[{"$f":"IF(AND(ISBLANK(INDEX($G:$G,)), ISBLANK(INDEX($C:$C,))), \"\", 'PWS Records (System Entry)'!$D$4)","v":"LA1079001"},{"$f":"IF(AND(ISBLANK(INDEX($G:$G,)), ISBLANK(INDEX($C:$C,))), \"\", 'PWS Records (System Entry)'!$D$3)","v":"City of Alexandria Water System"},"1224 RAPIDES AVE","ALEXANDRIA","LA",71303,10714741,31.3118567,-92.457629699999998,null,"Unknown","Not Applicable","Don't Know",null,null,null,"Unknown","Not Applicable",null,null,"Lead Status Unknown"]
[{"$f":"IF(AND(ISBLANK(INDEX($G:$G,)), ISBLANK(INDEX($C:$C,))), \"\", 'PWS Records (System Entry)'!$D$4)","v":"LA1079001"},{"$f":"IF(AND(ISBLANK(INDEX($G:$G,)), ISBLANK(INDEX($C:$C,))), \"\", 'PWS Records (System Entry)'!$D$3)","v":"City of Alexandria Water System"},"101 N BOLTON AVE","ALEXANDRIA","LA",71301,10714742,31.311830400000002,-92.463198899999995,null,"Unknown","Not Applicable","Don't Know",null,null,null,"Unknown","Not Applicable",null,null,"Lead Status Unknown"]
[{"$f":"IF(AND(ISBLANK(INDEX($G:$G,)), ISBLANK(INDEX($C:$C,))), \"\", 'PWS Records (System Entry)'!$D$4)","v":"LA1079001"},{"$f":"IF(AND(ISBLANK(INDEX($G:$G,)), ISBLANK(INDEX($C:$C,))), \"\", 'PWS Records (System Entry)'!$D$3)","v":"City of Alexandria Water System"},"1224 WILSHIRE DR","ALEXANDRIA","LA",71303,10714743,31.2882037,-92.477719199999996,null,"Unknown","Not Applicable","Don't Know",null,null,null,"Unknown","Not Applicable",null,null,"Lead Status Unknown"]
[{"$f":"IF(AND(ISBLANK(INDEX($G:$G,)), ISBLANK(INDEX($C:$C,))), \"\", 'PWS Records (System Entry)'!$D$4)","v":"LA1079001"},{"$f":"IF(AND(ISBLANK(INDEX($G:$G,)), ISBLANK(INDEX($C:$C,))), \"\", 'PWS Records (System Entry)'!$D$3)","v":"City of Alexandria Water System"},"101 RAGAN DR","ALEXANDRIA","LA",71303,10714744,31.2717858,-92.500434200000001,null,"Unknown","Not Applicable","Don't Know",null,null,null,"Unknown","Not Applicable",null,null,"Lead Status Unknown"]
[{"$f":"IF(AND(ISBLANK(INDEX($G:$G,)), ISBLANK(INDEX($C:$C,))), \"\", 'PWS Records (System Entry)'!$D$4)","v":"LA1079001"},{"$f":"IF(AND(ISBLANK(INDEX($G:$G,)), ISBLANK(INDEX($C:$C,))), \"\", 'PWS Records (System Entry)'!$D$3)","v":"City of Alexandria Water System"},"264 BELLEAU WOOD BLVD","ALEXANDRIA","LA",71303,10714745,31.273405199999999,-92.496936099999999,null,"Non-Lead - Other","Installation Record (for example, tap card)","Don't Know",null,null,null,"Non-Lead - Other","Installation Record (for example, tap card)",null,null,"Non-Lead"]
[{"$f":"IF(AND(ISBLANK(INDEX($G:$G,)), ISBLANK(INDEX($C:$C,))), \"\", 'PWS Records (System Entry)'!$D$4)","v":"LA1079001"},{"$f":"IF(AND(ISBLANK(INDEX($G:$G,)), ISBLANK(INDEX($C:$C,))), \"\", 'PWS Records (System Entry)'!$D$3)","v":"City of Alexandria Water System"},"1225 BLYTHE AVE","ALEXANDRIA","LA",71303,10714747,31.2991964,-92.453743500000002,null,"Unknown","Not Applicable","Don't Know",null,null,null,"Unknown","Not Applicable",null,null,"Lead Status Unknown"]
[{"$f":"IF(AND(ISBLANK(INDEX($G:$G,)), ISBLANK(INDEX($C:$C,))), \"\", 'PWS Records (System Entry)'!$D$4)","v":"LA1079001"},{"$f":"IF(AND(ISBLANK(INDEX($G:$G,)), ISBLANK(INDEX($C:$C,))), \"\", 'PWS Records (System Entry)'!$D$3)","v":"City of Alexandria Water System"},"101 TERRA AVE","ALEXANDRIA","LA",71303,10714746,31.273116699999999,-92.499995499999997,null,"Unknown","Not Applicable","Don't Know",null,null,null,"Unknown","Not Applicable",null,null,"Lead Status Unknown"]
[{"$f":"IF(AND(ISBLANK(INDEX($G:$G,)), ISBLANK(INDEX($C:$C,))), \"\", 'PWS Records (System Entry)'!$D$4)","v":"LA1079001"},{"$f":"IF(AND(ISBLANK(INDEX($G:$G,)), ISBLANK(INDEX($C:$C,))), \"\", 'PWS Records (System Entry)'!$D$3)","v":"City of Alexandria Water System"},"2640 7TH ST","ALEXANDRIA","LA",71303,10714748,31.298823899999999,-92.434062299999994,null,"Unknown","Not Applicable","Don't Know",null,null,null,"Unknown","Not Applicable",null,null,"Lead Status Unknown"]
[{"$f":"IF(AND(ISBLANK(INDEX($G:$G,)), ISBLANK(INDEX($C:$C,))), \"\", 'PWS Records (System Entry)'!$D$4)","v":"LA1079001"},{"$f":"IF(AND(ISBLANK(INDEX($G:$G,)), ISBLANK(INDEX($C:$C,))), \"\", 'PWS Records (System Entry)'!$D$3)","v":"City of Alexandria Water System"},"1226 BARRISTER ST","ALEXANDRIA","LA",71303,10714749,31.3002833,-92.453001499999999,null,"Unknown","Not Applicable","Don't Know",null,null,null,"Unknown","Not Applicable",null,null,"Lead Status Unknown"]
[{"$f":"IF(AND(ISBLANK(INDEX($G:$G,)), ISBLANK(INDEX($C:$C,))), \"\", 'PWS Records (System Entry)'!$D$4)","v":"LA1079001"},{"$f":"IF(AND(ISBLANK(INDEX($G:$G,)), ISBLANK(INDEX($C:$C,))), \"\", 'PWS Records (System Entry)'!$D$3)","v":"City of Alexandria Water System"},"101 TOT DR","ALEXANDRIA","LA",71301,10714750,31.272103600000001,-92.509522200000006,null,"Non-Lead - Other","Installation Record (for example, tap card)","Don't Know",null,null,null,"Non-Lead - Other","Installation Record (for example, tap card)",null,null,"Non-Lead"]
[{"$f":"IF(AND(ISBLANK(INDEX($G:$G,)), ISBLANK(INDEX($C:$C,))), \"\", 'PWS Records (System Entry)'!$D$4)","v":"LA1079001"},{"$f":"IF(AND(ISBLANK(INDEX($G:$G,)), ISBLANK(INDEX($C:$C,))), \"\", 'PWS Records (System Entry)'!$D$3)","v":"City of Alexandria Water System"},"2640 8TH ST","ALEXANDRIA","LA",71303,10714751,31.298033100000001,-92.434854999999999,null,"Unknown","Not Applicable","Don't Know",null,null,null,"Unknown","Not Applicable",null,null,"Lead Status Unknown"]
[{"$f":"IF(AND(ISBLANK(INDEX($G:$G,)), ISBLANK(INDEX($C:$C,))), \"\", 'PWS Records (System Entry)'!$D$4)","v":"LA1079001"},{"$f":"IF(AND(ISBLANK(INDEX($G:$G,)), ISBLANK(INDEX($C:$C,))), \"\", 'PWS Records (System Entry)'!$D$3)","v":"City of Alexandria Water System"},"1226 MACARTHUR DR","ALEXANDRIA","LA",71303,10714752,31.288303500000001,-92.476048399999996,null,"Unknown","Not Applicable","Don't Know",null,null,null,"Unknown","Not Applicable",null,null,"Lead Status Unknown"]
[{"$f":"IF(AND(ISBLANK(INDEX($G:$G,)), ISBLANK(INDEX($C:$C,))), \"\", 'PWS Records (System Entry)'!$D$4)","v":"LA1079001"},{"$f":"IF(AND(ISBLANK(INDEX($G:$G,)), ISBLANK(INDEX($C:$C,))), \"\", 'PWS Records (System Entry)'!$D$3)","v":"City of Alexandria Water System"},"101 YORKTOWN DR","ALEXANDRIA","LA",71303,10714753,31.3025293,-92.487031599999995,null,"Unknown","Not Applicable","Don't Know",null,null,null,"Unknown","Not Applicable",null,null,"Lead Status Unknown"]
[{"$f":"IF(AND(ISBLANK(INDEX($G:$G,)), ISBLANK(INDEX($C:$C,))), \"\", 'PWS Records (System Entry)'!$D$4)","v":"LA1079001"},{"$f":"IF(AND(ISBLANK(INDEX($G:$G,)), ISBLANK(INDEX($C:$C,))), \"\", 'PWS Records (System Entry)'!$D$3)","v":"City of Alexandria Water System"},"101 YORKTOWN DR","ALEXANDRIA","LA",71303,10714755,31.3025293,-92.487031599999995,null,"Unknown","Not Applicable","Don't Know",null,null,null,"Unknown","Not Applicable",null,null,"Lead Status Unknown"]
[{"$f":"IF(AND(ISBLANK(INDEX($G:$G,)), ISBLANK(INDEX($C:$C,))), \"\", 'PWS Records (System Entry)'!$D$4)","v":"LA1079001"},{"$f":"IF(AND(ISBLANK(INDEX($G:$G,)), ISBLANK(INDEX($C:$C,))), \"\", 'PWS Records (System Entry)'!$D$3)","v":"City of Alexandria Water System"},"2643 8TH ST","ALEXANDRIA","LA",71303,10714754,31.297574699999998,-92.433987599999995,null,"Unknown","Not Applicable","Don't Know",null,null,null,"Unknown","Not Applicable",null,null,"Lead Status Unknown"]
[{"$f":"IF(AND(ISBLANK(INDEX($G:$G,)), ISBLANK(INDEX($C:$C,))), \"\", 'PWS Records (System Entry)'!$D$4)","v":"LA1079001"},{"$f":"IF(AND(ISBLANK(INDEX($G:$G,)), ISBLANK(INDEX($C:$C,))), \"\", 'PWS Records (System Entry)'!$D$3)","v":"City of Alexandria Water System"},"1226 WINDSOR PL","ALEXANDRIA","LA",71303,10714756,31.281064900000001,-92.481366699999995,null,"Unknown","Not Applicable","Don't Know",null,null,null,"Unknown","Not Applicable",null,null,"Lead Status Unknown"]
[{"$f":"IF(AND(ISBLANK(INDEX($G:$G,)), ISBLANK(INDEX($C:$C,))), \"\", 'PWS Records (System Entry)'!$D$4)","v":"LA1079001"},{"$f":"IF(AND(ISBLANK(INDEX($G:$G,)), ISBLANK(INDEX($C:$C,))), \"\", 'PWS Records (System Entry)'!$D$3)","v":"City of Alexandria Water System"},"2643 S MACARTHUR DR","ALEXANDRIA","LA",71301,10714757,31.2695455,-92.459688099999994,null,"Unknown","Not Applicable","Don't Know",null,null,null,"Unknown","Not Applicable",null,null,"Lead Status Unknown"]
[{"$f":"IF(AND(ISBLANK(INDEX($G:$G,)), ISBLANK(INDEX($C:$C,))), \"\", 'PWS Records (System Entry)'!$D$4)","v":"LA1079001"},{"$f":"IF(AND(ISBLANK(INDEX($G:$G,)), ISBLANK(INDEX($C:$C,))), \"\", 'PWS Records (System Entry)'!$D$3)","v":"City of Alexandria Water System"},"1010 BAYOU TRACE DR","ALEXANDRIA","LA",71301,10714758,31.276347000000001,-92.482487300000003,null,"Unknown","Not Applicable","Don't Know",null,null,null,"Unknown","Not Applicable",null,null,"Lead Status Unknown"]
[{"$f":"IF(AND(ISBLANK(INDEX($G:$G,)), ISBLANK(INDEX($C:$C,))), \"\", 'PWS Records (System Entry)'!$D$4)","v":"LA1079001"},{"$f":"IF(AND(ISBLANK(INDEX($G:$G,)), ISBLANK(INDEX($C:$C,))), \"\", 'PWS Records (System Entry)'!$D$3)","v":"City of Alexandria Water System"},"1227 BARRISTER ST","ALEXANDRIA","LA",71303,10714759,31.3004243,-92.453014300000007,null,"Unknown","Not Applicable","Don't Know",null,null,null,"Unknown","Not Applicable",null,null,"Lead Status Unknown"]
[{"$f":"IF(AND(ISBLANK(INDEX($G:$G,)), ISBLANK(INDEX($C:$C,))), \"\", 'PWS Records (System Entry)'!$D$4)","v":"LA1079001"},{"$f":"IF(AND(ISBLANK(INDEX($G:$G,)), ISBLANK(INDEX($C:$C,))), \"\", 'PWS Records (System Entry)'!$D$3)","v":"City of Alexandria Water System"},"2644 MAIN ST","ALEXANDRIA","LA",71303,10714760,31.301161799999999,-92.430563800000002,null,"Unknown","Not Applicable","Don't Know",null,null,null,"Unknown","Not Applicable",null,null,"Lead Status Unknown"]
[{"$f":"IF(AND(ISBLANK(INDEX($G:$G,)), ISBLANK(INDEX($C:$C,))), \"\", 'PWS Records (System Entry)'!$D$4)","v":"LA1079001"},{"$f":"IF(AND(ISBLANK(INDEX($G:$G,)), ISBLANK(INDEX($C:$C,))), \"\", 'PWS Records (System Entry)'!$D$3)","v":"City of Alexandria Water System"},"1010 BROOKS BLVD","ALEXANDRIA","LA",71303,10714761,31.303615600000001,-92.514526799999999,null,"Unknown","Not Applicable","Don't Know",null,null,null,"Unknown","Not Applicable",null,null,"Lead Status Unknown"]
[{"$f":"IF(AND(ISBLANK(INDEX($G:$G,)), ISBLANK(INDEX($C:$C,))), \"\", 'PWS Records (System Entry)'!$D$4)","v":"LA1079001"},{"$f":"IF(AND(ISBLANK(INDEX($G:$G,)), ISBLANK(INDEX($C:$C,))), \"\", 'PWS Records (System Entry)'!$D$3)","v":"City of Alexandria Water System"},"1227 CANTERBURY DR","ALEXANDRIA","LA",71303,10714763,31.287268300000001,-92.4793612,null,"Unknown","Not Applicable","Don't Know",null,null,null,"Unknown","Not Applicable",null,null,"Lead Status Unknown"]
[{"$f":"IF(AND(ISBLANK(INDEX($G:$G,)), ISBLANK(INDEX($C:$C,))), \"\", 'PWS Records (System Entry)'!$D$4)","v":"LA1079001"},{"$f":"IF(AND(ISBLANK(INDEX($G:$G,)), ISBLANK(INDEX($C:$C,))), \"\", 'PWS Records (System Entry)'!$D$3)","v":"City of Alexandria Water System"},"2645 7TH ST","ALEXANDRIA","LA",71303,10714762,31.298785599999999,-92.433909900000003,null,"Non-Lead - Other","Installation Record (for example, tap card)","Don't Know",null,null,null,"Non-Lead - Other","Installation Record (for example, tap card)",null,null,"Non-Lead"]
[{"$f":"IF(AND(ISBLANK(INDEX($G:$G,)), ISBLANK(INDEX($C:$C,))), \"\", 'PWS Records (System Entry)'!$D$4)","v":"LA1079001"},{"$f":"IF(AND(ISBLANK(INDEX($G:$G,)), ISBLANK(INDEX($C:$C,))), \"\", 'PWS Records (System Entry)'!$D$3)","v":"City of Alexandria Water System"},"1010 CALAIS CIR","ALEXANDRIA","LA",71301,10714764,31.2740185,-92.484792400000003,null,"Unknown","Not Applicable","Don't Know",null,null,null,"Unknown","Not Applicable",null,null,"Lead Status Unknown"]
[{"$f":"IF(AND(ISBLANK(INDEX($G:$G,)), ISBLANK(INDEX($C:$C,))), \"\", 'PWS Records (System Entry)'!$D$4)","v":"LA1079001"},{"$f":"IF(AND(ISBLANK(INDEX($G:$G,)), ISBLANK(INDEX($C:$C,))), \"\", 'PWS Records (System Entry)'!$D$3)","v":"City of Alexandria Water System"},"1227 HEYMAN LN","ALEXANDRIA","LA",71303,10714765,31.286321000000001,-92.481861499999994,null,"Unknown","Not Applicable","Don't Know",null,null,null,"Unknown","Not Applicable",null,null,"Lead Status Unknown"]
[{"$f":"IF(AND(ISBLANK(INDEX($G:$G,)), ISBLANK(INDEX($C:$C,))), \"\", 'PWS Records (System Entry)'!$D$4)","v":"LA1079001"},{"$f":"IF(AND(ISBLANK(INDEX($G:$G,)), ISBLANK(INDEX($C:$C,))), \"\", 'PWS Records (System Entry)'!$D$3)","v":"City of Alexandria Water System"},"2645 HARRIS ST","ALEXANDRIA","LA",71303,10714766,31.289232800000001,-92.449007699999996,null,"Non-Lead - Other","Installation Date after Lead Ban","Don't Know",null,null,null,"Non-Lead - Other","Installation Date after Lead Ban",null,null,"Non-Lead"]
[{"$f":"IF(AND(ISBLANK(INDEX($G:$G,)), ISBLANK(INDEX($C:$C,))), \"\", 'PWS Records (System Entry)'!$D$4)","v":"LA1079001"},{"$f":"IF(AND(ISBLANK(INDEX($G:$G,)), ISBLANK(INDEX($C:$C,))), \"\", 'PWS Records (System Entry)'!$D$3)","v":"City of Alexandria Water System"},"1010 COUNCIL DR BLDG 4302-A","ALEXANDRIA","LA",71303,10714767,31.3265466,-92.523618200000001,null,"Unknown","Not Applicable","Don't Know",null,null,null,"Unknown","Not Applicable",null,null,"Lead Status Unknown"]
[{"$f":"IF(AND(ISBLANK(INDEX($G:$G,)), ISBLANK(INDEX($C:$C,))), \"\", 'PWS Records (System Entry)'!$D$4)","v":"LA1079001"},{"$f":"IF(AND(ISBLANK(INDEX($G:$G,)), ISBLANK(INDEX($C:$C,))), \"\", 'PWS Records (System Entry)'!$D$3)","v":"City of Alexandria Water System"},"1227 LANCASTER DR","ALEXANDRIA","LA",71303,10714768,31.287536899999999,-92.478497500000003,null,"Unknown","Not Applicable","Don't Know",null,null,null,"Unknown","Not Applicable",null,null,"Lead Status Unknown"]
[{"$f":"IF(AND(ISBLANK(INDEX($G:$G,)), ISBLANK(INDEX($C:$C,))), \"\", 'PWS Records (System Entry)'!$D$4)","v":"LA1079001"},{"$f":"IF(AND(ISBLANK(INDEX($G:$G,)), ISBLANK(INDEX($C:$C,))), \"\", 'PWS Records (System Entry)'!$D$3)","v":"City of Alexandria Water System"},"1010 COUNCIL DR BLDG 4302-B","ALEXANDRIA","LA",71303,10714769,31.3265466,-92.523618200000001,null,"Unknown","Not Applicable","Don't Know",null,null,null,"Unknown","Not Applicable",null,null,"Lead Status Unknown"]
[{"$f":"IF(AND(ISBLANK(INDEX($G:$G,)), ISBLANK(INDEX($C:$C,))), \"\", 'PWS Records (System Entry)'!$D$4)","v":"LA1079001"},{"$f":"IF(AND(ISBLANK(INDEX($G:$G,)), ISBLANK(INDEX($C:$C,))), \"\", 'PWS Records (System Entry)'!$D$3)","v":"City of Alexandria Water System"},"2646 6TH ST","ALEXANDRIA","LA",71303,10714770,31.299047000000002,-92.433004699999998,null,"Unknown","Not Applicable","Don't Know",null,null,null,"Unknown","Not Applicable",null,null,"Lead Status Unknown"]
[{"$f":"IF(AND(ISBLANK(INDEX($G:$G,)), ISBLANK(INDEX($C:$C,))), \"\", 'PWS Records (System Entry)'!$D$4)","v":"LA1079001"},{"$f":"IF(AND(ISBLANK(INDEX($G:$G,)), ISBLANK(INDEX($C:$C,))), \"\", 'PWS Records (System Entry)'!$D$3)","v":"City of Alexandria Water System"},"1227 MONROE ST","ALEXANDRIA","LA",71303,10714771,31.311025300000001,-92.456206699999996,null,"Unknown","Not Applicable","Don't Know",null,null,null,"Unknown","Not Applicable",null,null,"Lead Status Unknown"]
[{"$f":"IF(AND(ISBLANK(INDEX($G:$G,)), ISBLANK(INDEX($C:$C,))), \"\", 'PWS Records (System Entry)'!$D$4)","v":"LA1079001"},{"$f":"IF(AND(ISBLANK(INDEX($G:$G,)), ISBLANK(INDEX($C:$C,))), \"\", 'PWS Records (System Entry)'!$D$3)","v":"City of Alexandria Water System"},"1010 NYE DR BLDG 4402-A","ALEXANDRIA","LA",71303,10714773,31.326021799999999,-92.522204000000002,null,"Unknown","Not Applicable","Don't Know",null,null,null,"Unknown","Not Applicable",null,null,"Lead Status Unknown"]
[{"$f":"IF(AND(ISBLANK(INDEX($G:$G,)), ISBLANK(INDEX($C:$C,))), \"\", 'PWS Records (System Entry)'!$D$4)","v":"LA1079001"},{"$f":"IF(AND(ISBLANK(INDEX($G:$G,)), ISBLANK(INDEX($C:$C,))), \"\", 'PWS Records (System Entry)'!$D$3)","v":"City of Alexandria Water System"},"2646 9TH ST","ALEXANDRIA","LA",71303,10714772,31.296855099999998,-92.434802599999998,null,"Unknown","Not Applicable","Don't Know",null,null,null,"Unknown","Not Applicable",null,null,"Lead Status Unknown"]
[{"$f":"IF(AND(ISBLANK(INDEX($G:$G,)), ISBLANK(INDEX($C:$C,))), \"\", 'PWS Records (System Entry)'!$D$4)","v":"LA1079001"},{"$f":"IF(AND(ISBLANK(INDEX($G:$G,)), ISBLANK(INDEX($C:$C,))), \"\", 'PWS Records (System Entry)'!$D$3)","v":"City of Alexandria Water System"},"1227 SOUTHAMPTON DR","ALEXANDRIA","LA",71303,10714774,31.286881300000001,-92.480687700000004,null,"Unknown","Not Applicable","Don't Know",null,null,null,"Unknown","Not Applicable",null,null,"Lead Status Unknown"]
[{"$f":"IF(AND(ISBLANK(INDEX($G:$G,)), ISBLANK(INDEX($C:$C,))), \"\", 'PWS Records (System Entry)'!$D$4)","v":"LA1079001"},{"$f":"IF(AND(ISBLANK(INDEX($G:$G,)), ISBLANK(INDEX($C:$C,))), \"\", 'PWS Records (System Entry)'!$D$3)","v":"City of Alexandria Water System"},"1227 SOUTHAMPTON DR","ALEXANDRIA","LA",71303,10714777,31.286881300000001,-92.480687700000004,null,"Unknown","Not Applicable","Don't Know",null,null,null,"Unknown","Not Applicable",null,null,"Lead Status Unknown"]
[{"$f":"IF(AND(ISBLANK(INDEX($G:$G,)), ISBLANK(INDEX($C:$C,))), \"\", 'PWS Records (System Entry)'!$D$4)","v":"LA1079001"},{"$f":"IF(AND(ISBLANK(INDEX($G:$G,)), ISBLANK(INDEX($C:$C,))), \"\", 'PWS Records (System Entry)'!$D$3)","v":"City of Alexandria Water System"},"1010 NYE DR BLDG 4402-B","ALEXANDRIA","LA",71303,10714775,31.326021799999999,-92.522204000000002,null,"Unknown","Not Applicable","Don't Know",null,null,null,"Unknown","Not Applicable",null,null,"Lead Status Unknown"]
[{"$f":"IF(AND(ISBLANK(INDEX($G:$G,)), ISBLANK(INDEX($C:$C,))), \"\", 'PWS Records (System Entry)'!$D$4)","v":"LA1079001"},{"$f":"IF(AND(ISBLANK(INDEX($G:$G,)), ISBLANK(INDEX($C:$C,))), \"\", 'PWS Records (System Entry)'!$D$3)","v":"City of Alexandria Water System"},"2646 HARRIS ST","ALEXANDRIA","LA",71303,10714776,31.289346500000001,-92.449051800000007,null,"Unknown","Not Applicable","Don't Know",null,null,null,"Unknown","Not Applicable",null,null,"Lead Status Unknown"]
[{"$f":"IF(AND(ISBLANK(INDEX($G:$G,)), ISBLANK(INDEX($C:$C,))), \"\", 'PWS Records (System Entry)'!$D$4)","v":"LA1079001"},{"$f":"IF(AND(ISBLANK(INDEX($G:$G,)), ISBLANK(INDEX($C:$C,))), \"\", 'PWS Records (System Entry)'!$D$3)","v":"City of Alexandria Water System"},"1010 OXFORD ST","ALEXANDRIA","LA",71303,10714778,31.2961861,-92.460441299999999,null,"Unknown","Not Applicable","Don't Know",null,null,null,"Unknown","Not Applicable",null,null,"Lead Status Unknown"]
[{"$f":"IF(AND(ISBLANK(INDEX($G:$G,)), ISBLANK(INDEX($C:$C,))), \"\", 'PWS Records (System Entry)'!$D$4)","v":"LA1079001"},{"$f":"IF(AND(ISBLANK(INDEX($G:$G,)), ISBLANK(INDEX($C:$C,))), \"\", 'PWS Records (System Entry)'!$D$3)","v":"City of Alexandria Water System"},"2648 MASON ST","ALEXANDRIA","LA",71303,10714779,31.289153299999999,-92.451196800000005,null,"Unknown","Not Applicable","Don't Know",null,null,null,"Unknown","Not Applicable",null,null,"Lead Status Unknown"]
[{"$f":"IF(AND(ISBLANK(INDEX($G:$G,)), ISBLANK(INDEX($C:$C,))), \"\", 'PWS Records (System Entry)'!$D$4)","v":"LA1079001"},{"$f":"IF(AND(ISBLANK(INDEX($G:$G,)), ISBLANK(INDEX($C:$C,))), \"\", 'PWS Records (System Entry)'!$D$3)","v":"City of Alexandria Water System"},"1227 SOUTHAMPTON DR","ALEXANDRIA","LA",71303,10714781,31.286881300000001,-92.480687700000004,null,"Unknown","Not Applicable","Don't Know",null,null,null,"Unknown","Not Applicable",null,null,"Lead Status Unknown"]
[{"$f":"IF(AND(ISBLANK(INDEX($G:$G,)), ISBLANK(INDEX($C:$C,))), \"\", 'PWS Records (System Entry)'!$D$4)","v":"LA1079001"},{"$f":"IF(AND(ISBLANK(INDEX($G:$G,)), ISBLANK(INDEX($C:$C,))), \"\", 'PWS Records (System Entry)'!$D$3)","v":"City of Alexandria Water System"},"1010 PAPIN ST","ALEXANDRIA","LA",71303,10714780,31.291071599999999,-92.429641899999993,null,"Unknown","Not Applicable","Don't Know",null,null,null,"Unknown","Not Applicable",null,null,"Lead Status Unknown"]
[{"$f":"IF(AND(ISBLANK(INDEX($G:$G,)), ISBLANK(INDEX($C:$C,))), \"\", 'PWS Records (System Entry)'!$D$4)","v":"LA1079001"},{"$f":"IF(AND(ISBLANK(INDEX($G:$G,)), ISBLANK(INDEX($C:$C,))), \"\", 'PWS Records (System Entry)'!$D$3)","v":"City of Alexandria Water System"},"2649 MASON ST","ALEXANDRIA","LA",71303,10714783,31.289583799999999,-92.451104200000003,null,"Non-Lead - Other","Installation Date after Lead Ban","Don't Know",null,null,null,"Non-Lead - Other","Installation Date after Lead Ban",null,null,"Non-Lead"]
[{"$f":"IF(AND(ISBLANK(INDEX($G:$G,)), ISBLANK(INDEX($C:$C,))), \"\", 'PWS Records (System Entry)'!$D$4)","v":"LA1079001"},{"$f":"IF(AND(ISBLANK(INDEX($G:$G,)), ISBLANK(INDEX($C:$C,))), \"\", 'PWS Records (System Entry)'!$D$3)","v":"City of Alexandria Water System"},"1010 S","ALEXANDRIA","LA",71303,10714782,31.319246,-92.466536000000005,null,"Unknown","Not Applicable","Don't Know",null,null,null,"Unknown","Not Applicable",null,null,"Lead Status Unknown"]
[{"$f":"IF(AND(ISBLANK(INDEX($G:$G,)), ISBLANK(INDEX($C:$C,))), \"\", 'PWS Records (System Entry)'!$D$4)","v":"LA1079001"},{"$f":"IF(AND(ISBLANK(INDEX($G:$G,)), ISBLANK(INDEX($C:$C,))), \"\", 'PWS Records (System Entry)'!$D$3)","v":"City of Alexandria Water System"},"1227 WILSHIRE DR","ALEXANDRIA","LA",71303,10714784,31.287970000000001,-92.477563399999994,null,"Unknown","Not Applicable","Don't Know",null,null,null,"Unknown","Not Applicable",null,null,"Lead Status Unknown"]
[{"$f":"IF(AND(ISBLANK(INDEX($G:$G,)), ISBLANK(INDEX($C:$C,))), \"\", 'PWS Records (System Entry)'!$D$4)","v":"LA1079001"},{"$f":"IF(AND(ISBLANK(INDEX($G:$G,)), ISBLANK(INDEX($C:$C,))), \"\", 'PWS Records (System Entry)'!$D$3)","v":"City of Alexandria Water System"},"1010 SCHILLING DR BLDG 3920","ALEXANDRIA","LA",71303,10714785,31.318193699999998,-92.525442200000001,null,"Unknown","Not Applicable","Don't Know",null,null,null,"Unknown","Not Applicable",null,null,"Lead Status Unknown"]
[{"$f":"IF(AND(ISBLANK(INDEX($G:$G,)), ISBLANK(INDEX($C:$C,))), \"\", 'PWS Records (System Entry)'!$D$4)","v":"LA1079001"},{"$f":"IF(AND(ISBLANK(INDEX($G:$G,)), ISBLANK(INDEX($C:$C,))), \"\", 'PWS Records (System Entry)'!$D$3)","v":"City of Alexandria Water System"},"265 LINKS DR","ALEXANDRIA","LA",71303,10714786,31.305856200000001,-92.541333899999998,null,"Non-Lead - Other","Installation Record (for example, tap card)","Don't Know",null,null,null,"Non-Lead - Other","Installation Record (for example, tap card)",null,null,{"$f":"IF(AND(INDEX($K:$K,)=\"\", INDEX($L:$L,)=\"\", INDEX($M:$M,)=\"\", INDEX($Q:$Q,)=\"\", INDEX($R:$R,)=\"\"), \"\", IF(OR(INDEX($K:$K,)=\"Lead\",INDEX($Q:$Q,)=\"Lead\"),\"Lead\",IF(OR(AND(OR(INDEX($M:$M,)=\"Yes\", INDEX($M:$M,)=\"Don't Know\", INDEX($M:$M,)=\"\"), INDEX($Q:$Q,)=\"Galvanized Iron/Steel\"), AND(INDEX($K:$K,)=\"Unknown\", INDEX($M:$M,)=\"No\", INDEX($Q:$Q,)=\"Galvanized Iron/Steel\")), \"Galvanized Requiring Replacement\", IF(OR(AND(OR(INDEX($K:$K,)=\"Galvanized Iron/Steel\", INDEX($K:$K,)=\"Non-Lead - Copper\", INDEX($K:$K,)=\"Non-Lead - Plastic\", INDEX($K:$K,)=\"Non-Lead - Other\", INDEX($K:$K,)=\"Non-Lead - Material Unknown\", INDEX($K:$K,)=\"No System Owned Portion\"), OR(INDEX($Q:$Q,)=\"Galvanized Iron/Steel\", INDEX($Q:$Q,)=\"Non-Lead - Copper\", INDEX($Q:$Q,)=\"Non-Lead - Plastic\", INDEX($Q:$Q,)=\"Non-Lead - Other\", INDEX($Q:$Q,)=\"Non-Lead - Predictive Model\", INDEX($Q:$Q,)=\"No Customer Owned Portion\")), AND(OR( INDEX($K:$K,)=\"Galvanized Iron/Steel\", INDEX($K:$K,)=\"Non-Lead - Copper\", INDEX($K:$K,)=\"Non-Lead - Plastic\", INDEX($K:$K,)=\"Non-Lead - Other\", INDEX($K:$K,)=\"Non-Lead - Material Unknown\", INDEX($K:$K,)=\"No System Owned Portion\"), INDEX($M:$M,)=\"No\", INDEX($Q:$Q,)=\"Non-Lead - Material Unknown\")), \"Non-Lead\", \"Lead Status Unknown\"))))","v":"Non-Lead"}]
[{"$f":"IF(AND(ISBLANK(INDEX($G:$G,)), ISBLANK(INDEX($C:$C,))), \"\", 'PWS Records (System Entry)'!$D$4)","v":"LA1079001"},{"$f":"IF(AND(ISBLANK(INDEX($G:$G,)), ISBLANK(INDEX($C:$C,))), \"\", 'PWS Records (System Entry)'!$D$3)","v":"City of Alexandria Water System"},"1228 BLYTHE AVE","ALEXANDRIA","LA",71303,10714787,31.299157399999999,-92.453784299999995,null,"Unknown","Not Applicable","Don't Know",null,null,null,"Unknown","Not Applicable",null,null,"Lead Status Unknown"]
[{"$f":"IF(AND(ISBLANK(INDEX($G:$G,)), ISBLANK(INDEX($C:$C,))), \"\", 'PWS Records (System Entry)'!$D$4)","v":"LA1079001"},{"$f":"IF(AND(ISBLANK(INDEX($G:$G,)), ISBLANK(INDEX($C:$C,))), \"\", 'PWS Records (System Entry)'!$D$3)","v":"City of Alexandria Water System"},"1010 SEBILLE DR BLDG 3721","ALEXANDRIA","LA",71303,10714788,31.316192699999998,-92.525501800000001,null,"Unknown","Not Applicable","Don't Know",null,null,null,"Unknown","Not Applicable",null,null,"Lead Status Unknown"]
[{"$f":"IF(AND(ISBLANK(INDEX($G:$G,)), ISBLANK(INDEX($C:$C,))), \"\", 'PWS Records (System Entry)'!$D$4)","v":"LA1079001"},{"$f":"IF(AND(ISBLANK(INDEX($G:$G,)), ISBLANK(INDEX($C:$C,))), \"\", 'PWS Records (System Entry)'!$D$3)","v":"City of Alexandria Water System"},"265 ST ANDREWS DR","ALEXANDRIA","LA",71303,10714789,31.298085,-92.537407999999999,null,"Non-Lead - Other","Installation Record (for example, tap card)","Don't Know",null,null,null,"Non-Lead - Other","Installation Record (for example, tap card)",null,null,"Non-Lead"]
[{"$f":"IF(AND(ISBLANK(INDEX($G:$G,)), ISBLANK(INDEX($C:$C,))), \"\", 'PWS Records (System Entry)'!$D$4)","v":"LA1079001"},{"$f":"IF(AND(ISBLANK(INDEX($G:$G,)), ISBLANK(INDEX($C:$C,))), \"\", 'PWS Records (System Entry)'!$D$3)","v":"City of Alexandria Water System"},"1228 CANTERBURY DR","ALEXANDRIA","LA",71303,10714790,31.287236100000001,-92.479407399999999,null,"Unknown","Not Applicable","Don't Know",null,null,null,"Unknown","Not Applicable",null,null,"Lead Status Unknown"]
[{"$f":"IF(AND(ISBLANK(INDEX($G:$G,)), ISBLANK(INDEX($C:$C,))), \"\", 'PWS Records (System Entry)'!$D$4)","v":"LA1079001"},{"$f":"IF(AND(ISBLANK(INDEX($G:$G,)), ISBLANK(INDEX($C:$C,))), \"\", 'PWS Records (System Entry)'!$D$3)","v":"City of Alexandria Water System"},"1228 CANTERBURY DR","ALEXANDRIA","LA",71303,10714791,31.287236100000001,-92.479407399999999,null,"Unknown","Not Applicable","Don't Know",null,null,null,"Unknown","Not Applicable",null,null,"Lead Status Unknown"]
[{"$f":"IF(AND(ISBLANK(INDEX($G:$G,)), ISBLANK(INDEX($C:$C,))), \"\", 'PWS Records (System Entry)'!$D$4)","v":"LA1079001"},{"$f":"IF(AND(ISBLANK(INDEX($G:$G,)), ISBLANK(INDEX($C:$C,))), \"\", 'PWS Records (System Entry)'!$D$3)","v":"City of Alexandria Water System"},"1010 STRACENER ST","ALEXANDRIA","LA",71303,10714792,31.319915900000002,-92.465911300000002,null,"Unknown","Not Applicable","Don't Know",null,null,null,"Unknown","Not Applicable",null,null,"Lead Status Unknown"]
[{"$f":"IF(AND(ISBLANK(INDEX($G:$G,)), ISBLANK(INDEX($C:$C,))), \"\", 'PWS Records (System Entry)'!$D$4)","v":"LA1079001"},{"$f":"IF(AND(ISBLANK(INDEX($G:$G,)), ISBLANK(INDEX($C:$C,))), \"\", 'PWS Records (System Entry)'!$D$3)","v":"City of Alexandria Water System"},"2650 7TH ST","ALEXANDRIA","LA",71303,10714793,31.2986456,-92.433801500000001,null,"Non-Lead - Other","Installation Date after Lead Ban","Don't Know",null,null,null,"Non-Lead - Other","Installation Date after Lead Ban",null,null,"Non-Lead"]
[{"$f":"IF(AND(ISBLANK(INDEX($G:$G,)), ISBLANK(INDEX($C:$C,))), \"\", 'PWS Records (System Entry)'!$D$4)","v":"LA1079001"},{"$f":"IF(AND(ISBLANK(INDEX($G:$G,)), ISBLANK(INDEX($C:$C,))), \"\", 'PWS Records (System Entry)'!$D$3)","v":"City of Alexandria Water System"},"1228 LANCASTER DR","ALEXANDRIA","LA",71303,10714794,31.287515800000001,-92.478548000000004,null,"Unknown","Not Applicable","Don't Know",null,null,null,"Unknown","Not Applicable",null,null,"Lead Status Unknown"]
[{"$f":"IF(AND(ISBLANK(INDEX($G:$G,)), ISBLANK(INDEX($C:$C,))), \"\", 'PWS Records (System Entry)'!$D$4)","v":"LA1079001"},{"$f":"IF(AND(ISBLANK(INDEX($G:$G,)), ISBLANK(INDEX($C:$C,))), \"\", 'PWS Records (System Entry)'!$D$3)","v":"City of Alexandria Water System"},"1010 TEXAS AVE","ALEXANDRIA","LA",71303,10714795,31.292536800000001,-92.474323299999995,null,"Unknown","Not Applicable","Don't Know",null,null,null,"Unknown","Not Applicable",null,null,"Lead Status Unknown"]
[{"$f":"IF(AND(ISBLANK(INDEX($G:$G,)), ISBLANK(INDEX($C:$C,))), \"\", 'PWS Records (System Entry)'!$D$4)","v":"LA1079001"},{"$f":"IF(AND(ISBLANK(INDEX($G:$G,)), ISBLANK(INDEX($C:$C,))), \"\", 'PWS Records (System Entry)'!$D$3)","v":"City of Alexandria Water System"},"2652 7TH ST","ALEXANDRIA","LA",71303,10714796,31.298576600000001,-92.4337005,null,"Non-Lead - Other","Installation Record (for example, tap card)","Don't Know",null,null,null,"Non-Lead - Other","Installation Record (for example, tap card)",null,null,"Non-Lead"]
[{"$f":"IF(AND(ISBLANK(INDEX($G:$G,)), ISBLANK(INDEX($C:$C,))), \"\", 'PWS Records (System Entry)'!$D$4)","v":"LA1079001"},{"$f":"IF(AND(ISBLANK(INDEX($G:$G,)), ISBLANK(INDEX($C:$C,))), \"\", 'PWS Records (System Entry)'!$D$3)","v":"City of Alexandria Water System"},"1228 MONROE ST","ALEXANDRIA","LA",71303,10714797,31.310928400000002,-92.456396999999996,null,"Unknown","Not Applicable","Don't Know",null,null,null,"Unknown","Not Applicable",null,null,"Lead Status Unknown"]
[{"$f":"IF(AND(ISBLANK(INDEX($G:$G,)), ISBLANK(INDEX($C:$C,))), \"\", 'PWS Records (System Entry)'!$D$4)","v":"LA1079001"},{"$f":"IF(AND(ISBLANK(INDEX($G:$G,)), ISBLANK(INDEX($C:$C,))), \"\", 'PWS Records (System Entry)'!$D$3)","v":"City of Alexandria Water System"},"1010 W SHORE DR","ALEXANDRIA","LA",71301,10714798,31.2600661,-92.494325399999994,null,"Non-Lead - Other","Installation Record (for example, tap card)","Don't Know",null,null,null,"Non-Lead - Other","Installation Record (for example, tap card)",null,null,"Non-Lead"]
[{"$f":"IF(AND(ISBLANK(INDEX($G:$G,)), ISBLANK(INDEX($C:$C,))), \"\", 'PWS Records (System Entry)'!$D$4)","v":"LA1079001"},{"$f":"IF(AND(ISBLANK(INDEX($G:$G,)), ISBLANK(INDEX($C:$C,))), \"\", 'PWS Records (System Entry)'!$D$3)","v":"City of Alexandria Water System"},"1010 W SHORE DR","ALEXANDRIA","LA",71301,10714800,31.2600661,-92.494325399999994,null,"Non-Lead - Other","Installation Record (for example, tap card)","Don't Know",null,null,null,"Non-Lead - Other","Installation Record (for example, tap card)",null,null,"Non-Lead"]
[{"$f":"IF(AND(ISBLANK(INDEX($G:$G,)), ISBLANK(INDEX($C:$C,))), \"\", 'PWS Records (System Entry)'!$D$4)","v":"LA1079001"},{"$f":"IF(AND(ISBLANK(INDEX($G:$G,)), ISBLANK(INDEX($C:$C,))), \"\", 'PWS Records (System Entry)'!$D$3)","v":"City of Alexandria Water System"},"2655 LEE ST","ALEXANDRIA","LA",71303,10714799,31.2892619,-92.452015900000006,null,"Unknown","Not Applicable","Don't Know",null,null,null,"Unknown","Not Applicable",null,null,"Lead Status Unknown"]
[{"$f":"IF(AND(ISBLANK(INDEX($G:$G,)), ISBLANK(INDEX($C:$C,))), \"\", 'PWS Records (System Entry)'!$D$4)","v":"LA1079001"},{"$f":"IF(AND(ISBLANK(INDEX($G:$G,)), ISBLANK(INDEX($C:$C,))), \"\", 'PWS Records (System Entry)'!$D$3)","v":"City of Alexandria Water System"},"1228 SOUTHAMPTON DR","ALEXANDRIA","LA",71303,10714801,31.286763700000002,-92.480694,null,"Unknown","Not Applicable","Don't Know",null,null,null,"Unknown","Not Applicable",null,null,"Lead Status Unknown"]
[{"$f":"IF(AND(ISBLANK(INDEX($G:$G,)), ISBLANK(INDEX($C:$C,))), \"\", 'PWS Records (System Entry)'!$D$4)","v":"LA1079001"},{"$f":"IF(AND(ISBLANK(INDEX($G:$G,)), ISBLANK(INDEX($C:$C,))), \"\", 'PWS Records (System Entry)'!$D$3)","v":"City of Alexandria Water System"},"1228 SOUTHAMPTON DR","ALEXANDRIA","LA",71303,10714803,31.286763700000002,-92.480694,null,"Unknown","Not Applicable","Don't Know",null,null,null,"Unknown","Not Applicable",null,null,"Lead Status Unknown"]
[{"$f":"IF(AND(ISBLANK(INDEX($G:$G,)), ISBLANK(INDEX($C:$C,))), \"\", 'PWS Records (System Entry)'!$D$4)","v":"LA1079001"},{"$f":"IF(AND(ISBLANK(INDEX($G:$G,)), ISBLANK(INDEX($C:$C,))), \"\", 'PWS Records (System Entry)'!$D$3)","v":"City of Alexandria Water System"},"2657 S MACARTHUR DR","ALEXANDRIA","LA",71301,10714802,31.2698012,-92.460063500000004,null,"Unknown","Not Applicable","Don't Know",null,null,null,"Unknown","Not Applicable",null,null,"Lead Status Unknown"]
[{"$f":"IF(AND(ISBLANK(INDEX($G:$G,)), ISBLANK(INDEX($C:$C,))), \"\", 'PWS Records (System Entry)'!$D$4)","v":"LA1079001"},{"$f":"IF(AND(ISBLANK(INDEX($G:$G,)), ISBLANK(INDEX($C:$C,))), \"\", 'PWS Records (System Entry)'!$D$3)","v":"City of Alexandria Water System"},"2659 7TH ST","ALEXANDRIA","LA",71303,10714804,31.298534499999999,-92.433542599999996,null,"Unknown","Not Applicable","Don't Know",null,null,null,"Unknown","Not Applicable",null,null,"Lead Status Unknown"]
[{"$f":"IF(AND(ISBLANK(INDEX($G:$G,)), ISBLANK(INDEX($C:$C,))), \"\", 'PWS Records (System Entry)'!$D$4)","v":"LA1079001"},{"$f":"IF(AND(ISBLANK(INDEX($G:$G,)), ISBLANK(INDEX($C:$C,))), \"\", 'PWS Records (System Entry)'!$D$3)","v":"City of Alexandria Water System"},"1228 WILSHIRE DR","ALEXANDRIA","LA",71303,10714805,31.287847299999999,-92.477568700000006,null,"Unknown","Not Applicable","Don't Know",null,null,null,"Unknown","Not Applicable",null,null,"Lead Status Unknown"]
[{"$f":"IF(AND(ISBLANK(INDEX($G:$G,)), ISBLANK(INDEX($C:$C,))), \"\", 'PWS Records (System Entry)'!$D$4)","v":"LA1079001"},{"$f":"IF(AND(ISBLANK(INDEX($G:$G,)), ISBLANK(INDEX($C:$C,))), \"\", 'PWS Records (System Entry)'!$D$3)","v":"City of Alexandria Water System"},"1010 WILLOW GLEN RIVER RD","ALEXANDRIA","LA",71303,10714806,31.288005099999999,-92.425091399999999,null,"Unknown","Not Applicable","Don't Know",null,null,null,"Unknown","Not Applicable",null,null,"Lead Status Unknown"]
[{"$f":"IF(AND(ISBLANK(INDEX($G:$G,)), ISBLANK(INDEX($C:$C,))), \"\", 'PWS Records (System Entry)'!$D$4)","v":"LA1079001"},{"$f":"IF(AND(ISBLANK(INDEX($G:$G,)), ISBLANK(INDEX($C:$C,))), \"\", 'PWS Records (System Entry)'!$D$3)","v":"City of Alexandria Water System"},"267 VERSAILLES BLVD","ALEXANDRIA","LA",71303,10714807,31.277171899999999,-92.494824199999996,null,"Non-Lead - Plastic","Installation Date after Lead Ban","Don't Know",null,null,null,"Non-Lead - Plastic","Installation Date after Lead Ban",null,null,"Non-Lead"]
[{"$f":"IF(AND(ISBLANK(INDEX($G:$G,)), ISBLANK(INDEX($C:$C,))), \"\", 'PWS Records (System Entry)'!$D$4)","v":"LA1079001"},{"$f":"IF(AND(ISBLANK(INDEX($G:$G,)), ISBLANK(INDEX($C:$C,))), \"\", 'PWS Records (System Entry)'!$D$3)","v":"City of Alexandria Water System"},"1229 BARRISTER ST","ALEXANDRIA","LA",71303,10714808,31.3004243,-92.453014300000007,null,"Non-Lead - Other","Installation Date after Lead Ban","Don't Know",null,null,null,"Non-Lead - Other","Installation Date after Lead Ban",null,null,"Non-Lead"]
[{"$f":"IF(AND(ISBLANK(INDEX($G:$G,)), ISBLANK(INDEX($C:$C,))), \"\", 'PWS Records (System Entry)'!$D$4)","v":"LA1079001"},{"$f":"IF(AND(ISBLANK(INDEX($G:$G,)), ISBLANK(INDEX($C:$C,))), \"\", 'PWS Records (System Entry)'!$D$3)","v":"City of Alexandria Water System"},"1011 24TH ST","ALEXANDRIA","LA",71303,10714809,31.2959146,-92.461296099999998,null,"Unknown","Not Applicable","Don't Know",null,null,null,"Unknown","Not Applicable",null,null,"Lead Status Unknown"]
[{"$f":"IF(AND(ISBLANK(INDEX($G:$G,)), ISBLANK(INDEX($C:$C,))), \"\", 'PWS Records (System Entry)'!$D$4)","v":"LA1079001"},{"$f":"IF(AND(ISBLANK(INDEX($G:$G,)), ISBLANK(INDEX($C:$C,))), \"\", 'PWS Records (System Entry)'!$D$3)","v":"City of Alexandria Water System"},"2671 S MACARTHUR DR","ALEXANDRIA","LA",71301,10714810,31.2698012,-92.460063500000004,null,"Unknown","Not Applicable","Don't Know",null,null,null,"Unknown","Not Applicable",null,null,"Lead Status Unknown"]
[{"$f":"IF(AND(ISBLANK(INDEX($G:$G,)), ISBLANK(INDEX($C:$C,))), \"\", 'PWS Records (System Entry)'!$D$4)","v":"LA1079001"},{"$f":"IF(AND(ISBLANK(INDEX($G:$G,)), ISBLANK(INDEX($C:$C,))), \"\", 'PWS Records (System Entry)'!$D$3)","v":"City of Alexandria Water System"},"1229 BLYTHE AVE","ALEXANDRIA","LA",71303,10714811,31.299045700000001,-92.453658799999999,null,"Unknown","Not Applicable","Don't Know",null,null,null,"Unknown","Not Applicable",null,null,"Lead Status Unknown"]
[{"$f":"IF(AND(ISBLANK(INDEX($G:$G,)), ISBLANK(INDEX($C:$C,))), \"\", 'PWS Records (System Entry)'!$D$4)","v":"LA1079001"},{"$f":"IF(AND(ISBLANK(INDEX($G:$G,)), ISBLANK(INDEX($C:$C,))), \"\", 'PWS Records (System Entry)'!$D$3)","v":"City of Alexandria Water System"},"1011 BROOKS BLVD","ALEXANDRIA","LA",71303,10714812,31.303607899999999,-92.514582399999995,null,"Unknown","Not Applicable","Don't Know",null,null,null,"Unknown","Not Applicable",null,null,"Lead Status Unknown"]
[{"$f":"IF(AND(ISBLANK(INDEX($G:$G,)), ISBLANK(INDEX($C:$C,))), \"\", 'PWS Records (System Entry)'!$D$4)","v":"LA1079001"},{"$f":"IF(AND(ISBLANK(INDEX($G:$G,)), ISBLANK(INDEX($C:$C,))), \"\", 'PWS Records (System Entry)'!$D$3)","v":"City of Alexandria Water System"},"2677 S MACARTHUR DR","ALEXANDRIA","LA",71301,10714813,31.2698012,-92.460063500000004,null,"Unknown","Not Applicable","Don't Know",null,null,null,"Unknown","Not Applicable",null,null,"Lead Status Unknown"]
[{"$f":"IF(AND(ISBLANK(INDEX($G:$G,)), ISBLANK(INDEX($C:$C,))), \"\", 'PWS Records (System Entry)'!$D$4)","v":"LA1079001"},{"$f":"IF(AND(ISBLANK(INDEX($G:$G,)), ISBLANK(INDEX($C:$C,))), \"\", 'PWS Records (System Entry)'!$D$3)","v":"City of Alexandria Water System"},"1229 ENGLAND DR","ALEXANDRIA","LA",71303,10714815,31.312219200000001,-92.479509300000004,null,"Unknown","Not Applicable","Don't Know",null,null,null,"Unknown","Not Applicable",null,null,"Lead Status Unknown"]
[{"$f":"IF(AND(ISBLANK(INDEX($G:$G,)), ISBLANK(INDEX($C:$C,))), \"\", 'PWS Records (System Entry)'!$D$4)","v":"LA1079001"},{"$f":"IF(AND(ISBLANK(INDEX($G:$G,)), ISBLANK(INDEX($C:$C,))), \"\", 'PWS Records (System Entry)'!$D$3)","v":"City of Alexandria Water System"},"1011 CANDY LN","ALEXANDRIA","LA",71303,10714814,31.2909346,-92.480840900000004,null,"Unknown","Not Applicable","Don't Know",null,null,null,"Unknown","Not Applicable",null,null,"Lead Status Unknown"]
[{"$f":"IF(AND(ISBLANK(INDEX($G:$G,)), ISBLANK(INDEX($C:$C,))), \"\", 'PWS Records (System Entry)'!$D$4)","v":"LA1079001"},{"$f":"IF(AND(ISBLANK(INDEX($G:$G,)), ISBLANK(INDEX($C:$C,))), \"\", 'PWS Records (System Entry)'!$D$3)","v":"City of Alexandria Water System"},"268 LINKS DR","ALEXANDRIA","LA",71303,10714816,31.305897699999999,-92.541271699999996,null,"Non-Lead - Other","Installation Record (for example, tap card)","Don't Know",null,null,null,"Non-Lead - Other","Installation Record (for example, tap card)",null,null,"Non-Lead"]
[{"$f":"IF(AND(ISBLANK(INDEX($G:$G,)), ISBLANK(INDEX($C:$C,))), \"\", 'PWS Records (System Entry)'!$D$4)","v":"LA1079001"},{"$f":"IF(AND(ISBLANK(INDEX($G:$G,)), ISBLANK(INDEX($C:$C,))), \"\", 'PWS Records (System Entry)'!$D$3)","v":"City of Alexandria Water System"},"1011 CINDERELLA CT","ALEXANDRIA","LA",71303,10714817,31.290907000000001,-92.481763400000006,null,"Unknown","Not Applicable","Don't Know",null,null,null,"Unknown","Not Applicable",null,null,"Lead Status Unknown"]
[{"$f":"IF(AND(ISBLANK(INDEX($G:$G,)), ISBLANK(INDEX($C:$C,))), \"\", 'PWS Records (System Entry)'!$D$4)","v":"LA1079001"},{"$f":"IF(AND(ISBLANK(INDEX($G:$G,)), ISBLANK(INDEX($C:$C,))), \"\", 'PWS Records (System Entry)'!$D$3)","v":"City of Alexandria Water System"},"1229 ODOM ST UNIT A","ALEXANDRIA","LA",71303,10714818,31.319699499999999,-92.467096999999995,null,"Unknown","Not Applicable","Don't Know",null,null,null,"Unknown","Not Applicable",null,null,"Lead Status Unknown"]
[{"$f":"IF(AND(ISBLANK(INDEX($G:$G,)), ISBLANK(INDEX($C:$C,))), \"\", 'PWS Records (System Entry)'!$D$4)","v":"LA1079001"},{"$f":"IF(AND(ISBLANK(INDEX($G:$G,)), ISBLANK(INDEX($C:$C,))), \"\", 'PWS Records (System Entry)'!$D$3)","v":"City of Alexandria Water System"},"2685 S MACARTHUR DR","ALEXANDRIA","LA",71301,10714819,31.269174100000001,-92.459084399999995,null,"Unknown","Not Applicable","Don't Know",null,null,null,"Unknown","Not Applicable",null,null,"Lead Status Unknown"]
[{"$f":"IF(AND(ISBLANK(INDEX($G:$G,)), ISBLANK(INDEX($C:$C,))), \"\", 'PWS Records (System Entry)'!$D$4)","v":"LA1079001"},{"$f":"IF(AND(ISBLANK(INDEX($G:$G,)), ISBLANK(INDEX($C:$C,))), \"\", 'PWS Records (System Entry)'!$D$3)","v":"City of Alexandria Water System"},"1011 DAOUST DR BLDG 4609-A","ALEXANDRIA","LA",71303,10714820,31.325220999999999,-92.526745000000005,null,"Unknown","Not Applicable","Don't Know",null,null,null,"Unknown","Not Applicable",null,null,"Lead Status Unknown"]
[{"$f":"IF(AND(ISBLANK(INDEX($G:$G,)), ISBLANK(INDEX($C:$C,))), \"\", 'PWS Records (System Entry)'!$D$4)","v":"LA1079001"},{"$f":"IF(AND(ISBLANK(INDEX($G:$G,)), ISBLANK(INDEX($C:$C,))), \"\", 'PWS Records (System Entry)'!$D$3)","v":"City of Alexandria Water System"},"123 20TH ST","ALEXANDRIA","LA",71303,10714821,31.305653400000001,-92.462478700000005,null,"Unknown","Not Applicable","Don't Know",null,null,null,"Unknown","Not Applicable",null,null,"Lead Status Unknown"]
[{"$f":"IF(AND(ISBLANK(INDEX($G:$G,)), ISBLANK(INDEX($C:$C,))), \"\", 'PWS Records (System Entry)'!$D$4)","v":"LA1079001"},{"$f":"IF(AND(ISBLANK(INDEX($G:$G,)), ISBLANK(INDEX($C:$C,))), \"\", 'PWS Records (System Entry)'!$D$3)","v":"City of Alexandria Water System"},"269 BELLEAU WOOD BLVD","ALEXANDRIA","LA",71303,10714822,31.273386299999999,-92.496661500000002,null,"Non-Lead - Other","Installation Record (for example, tap card)","Don't Know",null,null,null,"Non-Lead - Other","Installation Record (for example, tap card)",null,null,"Non-Lead"]
[{"$f":"IF(AND(ISBLANK(INDEX($G:$G,)), ISBLANK(INDEX($C:$C,))), \"\", 'PWS Records (System Entry)'!$D$4)","v":"LA1079001"},{"$f":"IF(AND(ISBLANK(INDEX($G:$G,)), ISBLANK(INDEX($C:$C,))), \"\", 'PWS Records (System Entry)'!$D$3)","v":"City of Alexandria Water System"},"1011 DAOUST DR BLDG 4609-B","ALEXANDRIA","LA",71303,10714823,31.325220999999999,-92.526745000000005,null,"Unknown","Not Applicable","Don't Know",null,null,null,"Unknown","Not Applicable",null,null,"Lead Status Unknown"]
[{"$f":"IF(AND(ISBLANK(INDEX($G:$G,)), ISBLANK(INDEX($C:$C,))), \"\", 'PWS Records (System Entry)'!$D$4)","v":"LA1079001"},{"$f":"IF(AND(ISBLANK(INDEX($G:$G,)), ISBLANK(INDEX($C:$C,))), \"\", 'PWS Records (System Entry)'!$D$3)","v":"City of Alexandria Water System"},"123 CHELSEA ST","ALEXANDRIA","LA",71303,10714824,31.322973000000001,-92.455506900000003,null,"Unknown","Not Applicable","Don't Know",null,null,null,"Unknown","Not Applicable",null,null,"Lead Status Unknown"]
[{"$f":"IF(AND(ISBLANK(INDEX($G:$G,)), ISBLANK(INDEX($C:$C,))), \"\", 'PWS Records (System Entry)'!$D$4)","v":"LA1079001"},{"$f":"IF(AND(ISBLANK(INDEX($G:$G,)), ISBLANK(INDEX($C:$C,))), \"\", 'PWS Records (System Entry)'!$D$3)","v":"City of Alexandria Water System"},"1011 ELEANOR DR","ALEXANDRIA","LA",71303,10714825,31.2901661,-92.428319900000005,null,"Unknown","Not Applicable","Don't Know",null,null,null,"Unknown","Not Applicable",null,null,"Lead Status Unknown"]
[{"$f":"IF(AND(ISBLANK(INDEX($G:$G,)), ISBLANK(INDEX($C:$C,))), \"\", 'PWS Records (System Entry)'!$D$4)","v":"LA1079001"},{"$f":"IF(AND(ISBLANK(INDEX($G:$G,)), ISBLANK(INDEX($C:$C,))), \"\", 'PWS Records (System Entry)'!$D$3)","v":"City of Alexandria Water System"},"269 LINKS DR","ALEXANDRIA","LA",71303,10714826,31.306131199999999,-92.541290399999994,null,"Non-Lead - Other","Installation Record (for example, tap card)","Don't Know",null,null,null,"Non-Lead - Other","Installation Record (for example, tap card)",null,null,"Non-Lead"]
[{"$f":"IF(AND(ISBLANK(INDEX($G:$G,)), ISBLANK(INDEX($C:$C,))), \"\", 'PWS Records (System Entry)'!$D$4)","v":"LA1079001"},{"$f":"IF(AND(ISBLANK(INDEX($G:$G,)), ISBLANK(INDEX($C:$C,))), \"\", 'PWS Records (System Entry)'!$D$3)","v":"City of Alexandria Water System"},"123 COLONIAL DR","ALEXANDRIA","LA",71303,10714827,31.3023232,-92.469975199999993,null,"Non-Lead - Plastic","Installation Record (for example, tap card)","Don't Know",null,null,null,"Unknown","Not Applicable",null,null,"Lead Status Unknown"]
[{"$f":"IF(AND(ISBLANK(INDEX($G:$G,)), ISBLANK(INDEX($C:$C,))), \"\", 'PWS Records (System Entry)'!$D$4)","v":"LA1079001"},{"$f":"IF(AND(ISBLANK(INDEX($G:$G,)), ISBLANK(INDEX($C:$C,))), \"\", 'PWS Records (System Entry)'!$D$3)","v":"City of Alexandria Water System"},"1011 HANSEL DR","ALEXANDRIA","LA",71303,10714828,31.291495399999999,-92.478937799999997,null,"Unknown","Not Applicable","Don't Know",null,null,null,"Unknown","Not Applicable",null,null,"Lead Status Unknown"]
[{"$f":"IF(AND(ISBLANK(INDEX($G:$G,)), ISBLANK(INDEX($C:$C,))), \"\", 'PWS Records (System Entry)'!$D$4)","v":"LA1079001"},{"$f":"IF(AND(ISBLANK(INDEX($G:$G,)), ISBLANK(INDEX($C:$C,))), \"\", 'PWS Records (System Entry)'!$D$3)","v":"City of Alexandria Water System"},"269 ROSALIE RD","ALEXANDRIA","LA",71302,10714829,31.2013417,-92.399568599999995,null,"Non-Lead - Other","Installation Record (for example, tap card)","Don't Know",null,null,null,"Non-Lead - Other","Installation Record (for example, tap card)",null,null,"Non-Lead"]
[{"$f":"IF(AND(ISBLANK(INDEX($G:$G,)), ISBLANK(INDEX($C:$C,))), \"\", 'PWS Records (System Entry)'!$D$4)","v":"LA1079001"},{"$f":"IF(AND(ISBLANK(INDEX($G:$G,)), ISBLANK(INDEX($C:$C,))), \"\", 'PWS Records (System Entry)'!$D$3)","v":"City of Alexandria Water System"},"123 COOK AVE","ALEXANDRIA","LA",71303,10714830,31.3061683,-92.461426000000003,null,"Unknown","Not Applicable","Don't Know",null,null,null,"Unknown","Not Applicable",null,null,"Lead Status Unknown"]
[{"$f":"IF(AND(ISBLANK(INDEX($G:$G,)), ISBLANK(INDEX($C:$C,))), \"\", 'PWS Records (System Entry)'!$D$4)","v":"LA1079001"},{"$f":"IF(AND(ISBLANK(INDEX($G:$G,)), ISBLANK(INDEX($C:$C,))), \"\", 'PWS Records (System Entry)'!$D$3)","v":"City of Alexandria Water System"},"1011 HEYMAN LN","ALEXANDRIA","LA",71303,10714831,31.290049799999998,-92.483636399999995,null,"Unknown","Not Applicable","Don't Know",null,null,null,"Unknown","Not Applicable",null,null,"Lead Status Unknown"]
[{"$f":"IF(AND(ISBLANK(INDEX($G:$G,)), ISBLANK(INDEX($C:$C,))), \"\", 'PWS Records (System Entry)'!$D$4)","v":"LA1079001"},{"$f":"IF(AND(ISBLANK(INDEX($G:$G,)), ISBLANK(INDEX($C:$C,))), \"\", 'PWS Records (System Entry)'!$D$3)","v":"City of Alexandria Water System"},"2699 S MACARTHUR DR","ALEXANDRIA","LA",71301,10714832,31.2698012,-92.460063500000004,null,"Unknown","Not Applicable","Don't Know",null,null,null,"Unknown","Not Applicable",null,null,"Lead Status Unknown"]
[{"$f":"IF(AND(ISBLANK(INDEX($G:$G,)), ISBLANK(INDEX($C:$C,))), \"\", 'PWS Records (System Entry)'!$D$4)","v":"LA1079001"},{"$f":"IF(AND(ISBLANK(INDEX($G:$G,)), ISBLANK(INDEX($C:$C,))), \"\", 'PWS Records (System Entry)'!$D$3)","v":"City of Alexandria Water System"},"123 FRANCES ST","ALEXANDRIA","LA",71303,10714834,31.323719799999999,-92.455712300000002,null,"Unknown","Not Applicable","Don't Know",null,null,null,"Unknown","Not Applicable",null,null,"Lead Status Unknown"]
[{"$f":"IF(AND(ISBLANK(INDEX($G:$G,)), ISBLANK(INDEX($C:$C,))), \"\", 'PWS Records (System Entry)'!$D$4)","v":"LA1079001"},{"$f":"IF(AND(ISBLANK(INDEX($G:$G,)), ISBLANK(INDEX($C:$C,))), \"\", 'PWS Records (System Entry)'!$D$3)","v":"City of Alexandria Water System"},"1011 IDA ST","ALEXANDRIA","LA",71303,10714833,31.275438600000001,-92.483179199999995,null,"Unknown","Not Applicable","Don't Know",null,null,null,"Unknown","Not Applicable",null,null,"Lead Status Unknown"]
[{"$f":"IF(AND(ISBLANK(INDEX($G:$G,)), ISBLANK(INDEX($C:$C,))), \"\", 'PWS Records (System Entry)'!$D$4)","v":"LA1079001"},{"$f":"IF(AND(ISBLANK(INDEX($G:$G,)), ISBLANK(INDEX($C:$C,))), \"\", 'PWS Records (System Entry)'!$D$3)","v":"City of Alexandria Water System"},"27 CALVERT DR","ALEXANDRIA","LA",71303,10714835,31.298793199999999,-92.493989200000001,null,"Unknown","Not Applicable","Don't Know",null,null,null,"Unknown","Not Applicable",null,null,"Lead Status Unknown"]
[{"$f":"IF(AND(ISBLANK(INDEX($G:$G,)), ISBLANK(INDEX($C:$C,))), \"\", 'PWS Records (System Entry)'!$D$4)","v":"LA1079001"},{"$f":"IF(AND(ISBLANK(INDEX($G:$G,)), ISBLANK(INDEX($C:$C,))), \"\", 'PWS Records (System Entry)'!$D$3)","v":"City of Alexandria Water System"},"1011 MARYLAND AVE","ALEXANDRIA","LA",71303,10714837,31.292747500000001,-92.472763900000004,null,"Unknown","Not Applicable","Don't Know",null,null,null,"Unknown","Not Applicable",null,null,"Lead Status Unknown"]
[{"$f":"IF(AND(ISBLANK(INDEX($G:$G,)), ISBLANK(INDEX($C:$C,))), \"\", 'PWS Records (System Entry)'!$D$4)","v":"LA1079001"},{"$f":"IF(AND(ISBLANK(INDEX($G:$G,)), ISBLANK(INDEX($C:$C,))), \"\", 'PWS Records (System Entry)'!$D$3)","v":"City of Alexandria Water System"},"123 GEORGETOWN DR","ALEXANDRIA","LA",71303,10714836,31.302047000000002,-92.484960700000002,null,"Non-Lead - Plastic","Installation Record (for example, tap card)","Don't Know",null,null,null,"Unknown","Not Applicable",null,null,"Lead Status Unknown"]
[{"$f":"IF(AND(ISBLANK(INDEX($G:$G,)), ISBLANK(INDEX($C:$C,))), \"\", 'PWS Records (System Entry)'!$D$4)","v":"LA1079001"},{"$f":"IF(AND(ISBLANK(INDEX($G:$G,)), ISBLANK(INDEX($C:$C,))), \"\", 'PWS Records (System Entry)'!$D$3)","v":"City of Alexandria Water System"},"27 CHESTER ST","ALEXANDRIA","LA",71303,10714838,31.308212600000001,-92.468335999999994,null,"Unknown","Not Applicable","Don't Know",null,null,null,"Unknown","Not Applicable",null,null,"Lead Status Unknown"]
[{"$f":"IF(AND(ISBLANK(INDEX($G:$G,)), ISBLANK(INDEX($C:$C,))), \"\", 'PWS Records (System Entry)'!$D$4)","v":"LA1079001"},{"$f":"IF(AND(ISBLANK(INDEX($G:$G,)), ISBLANK(INDEX($C:$C,))), \"\", 'PWS Records (System Entry)'!$D$3)","v":"City of Alexandria Water System"},"1011 MAUREEN ST","ALEXANDRIA","LA",71303,10714839,31.269797199999999,-92.487316399999997,null,"Unknown","Not Applicable","Don't Know",null,null,null,"Unknown","Not Applicable",null,null,"Lead Status Unknown"]
[{"$f":"IF(AND(ISBLANK(INDEX($G:$G,)), ISBLANK(INDEX($C:$C,))), \"\", 'PWS Records (System Entry)'!$D$4)","v":"LA1079001"},{"$f":"IF(AND(ISBLANK(INDEX($G:$G,)), ISBLANK(INDEX($C:$C,))), \"\", 'PWS Records (System Entry)'!$D$3)","v":"City of Alexandria Water System"},"123 PARKWOOD DR","ALEXANDRIA","LA",71303,10714840,31.3243182,-92.456274399999998,null,"Unknown","Not Applicable","Don't Know",null,null,null,"Unknown","Not Applicable",null,null,"Lead Status Unknown"]
[{"$f":"IF(AND(ISBLANK(INDEX($G:$G,)), ISBLANK(INDEX($C:$C,))), \"\", 'PWS Records (System Entry)'!$D$4)","v":"LA1079001"},{"$f":"IF(AND(ISBLANK(INDEX($G:$G,)), ISBLANK(INDEX($C:$C,))), \"\", 'PWS Records (System Entry)'!$D$3)","v":"City of Alexandria Water System"},"27 EASTWOOD BLVD","ALEXANDRIA","LA",71303,10714841,31.307545999999999,-92.472656000000001,null,"Unknown","Not Applicable","Don't Know",null,null,null,"Unknown","Not Applicable",null,null,"Lead Status Unknown"]
[{"$f":"IF(AND(ISBLANK(INDEX($G:$G,)), ISBLANK(INDEX($C:$C,))), \"\", 'PWS Records (System Entry)'!$D$4)","v":"LA1079001"},{"$f":"IF(AND(ISBLANK(INDEX($G:$G,)), ISBLANK(INDEX($C:$C,))), \"\", 'PWS Records (System Entry)'!$D$3)","v":"City of Alexandria Water System"},"1230 BARRISTER ST","ALEXANDRIA","LA",71303,10714842,31.300162499999999,-92.452937500000004,null,"Unknown","Not Applicable","Don't Know",null,null,null,"Unknown","Not Applicable",null,null,"Lead Status Unknown"]
[{"$f":"IF(AND(ISBLANK(INDEX($G:$G,)), ISBLANK(INDEX($C:$C,))), \"\", 'PWS Records (System Entry)'!$D$4)","v":"LA1079001"},{"$f":"IF(AND(ISBLANK(INDEX($G:$G,)), ISBLANK(INDEX($C:$C,))), \"\", 'PWS Records (System Entry)'!$D$3)","v":"City of Alexandria Water System"},"1011 NYE DR BLDG 4310-A","ALEXANDRIA","LA",71303,10714843,31.326062700000001,-92.522260000000003,null,"Unknown","Not Applicable","Don't Know",null,null,null,"Unknown","Not Applicable",null,null,"Lead Status Unknown"]
[{"$f":"IF(AND(ISBLANK(INDEX($G:$G,)), ISBLANK(INDEX($C:$C,))), \"\", 'PWS Records (System Entry)'!$D$4)","v":"LA1079001"},{"$f":"IF(AND(ISBLANK(INDEX($G:$G,)), ISBLANK(INDEX($C:$C,))), \"\", 'PWS Records (System Entry)'!$D$3)","v":"City of Alexandria Water System"},"27 GORDON AVE","ALEXANDRIA","LA",71303,10714845,31.309356000000001,-92.465536,null,"Unknown","Not Applicable","Don't Know",null,null,null,"Unknown","Not Applicable",null,null,"Lead Status Unknown"]
[{"$f":"IF(AND(ISBLANK(INDEX($G:$G,)), ISBLANK(INDEX($C:$C,))), \"\", 'PWS Records (System Entry)'!$D$4)","v":"LA1079001"},{"$f":"IF(AND(ISBLANK(INDEX($G:$G,)), ISBLANK(INDEX($C:$C,))), \"\", 'PWS Records (System Entry)'!$D$3)","v":"City of Alexandria Water System"},"1230 LANCASTER DR","ALEXANDRIA","LA",71303,10714844,31.287252800000001,-92.478435300000001,null,"Unknown","Not Applicable","Don't Know",null,null,null,"Unknown","Not Applicable",null,null,"Lead Status Unknown"]
[{"$f":"IF(AND(ISBLANK(INDEX($G:$G,)), ISBLANK(INDEX($C:$C,))), \"\", 'PWS Records (System Entry)'!$D$4)","v":"LA1079001"},{"$f":"IF(AND(ISBLANK(INDEX($G:$G,)), ISBLANK(INDEX($C:$C,))), \"\", 'PWS Records (System Entry)'!$D$3)","v":"City of Alexandria Water System"},"1011 NYE DR BLDG 4310-B","ALEXANDRIA","LA",71303,10714846,31.326062700000001,-92.522260000000003,null,"Unknown","Not Applicable","Don't Know",null,null,null,"Unknown","Not Applicable",null,null,"Lead Status Unknown"]
[{"$f":"IF(AND(ISBLANK(INDEX($G:$G,)), ISBLANK(INDEX($C:$C,))), \"\", 'PWS Records (System Entry)'!$D$4)","v":"LA1079001"},{"$f":"IF(AND(ISBLANK(INDEX($G:$G,)), ISBLANK(INDEX($C:$C,))), \"\", 'PWS Records (System Entry)'!$D$3)","v":"City of Alexandria Water System"},"1230 PARK AVE","ALEXANDRIA","LA",71303,10714847,31.309478899999998,-92.454566099999994,null,"Unknown","Not Applicable","Don't Know",null,null,null,"Unknown","Not Applicable",null,null,"Lead Status Unknown"]
[{"$f":"IF(AND(ISBLANK(INDEX($G:$G,)), ISBLANK(INDEX($C:$C,))), \"\", 'PWS Records (System Entry)'!$D$4)","v":"LA1079001"},{"$f":"IF(AND(ISBLANK(INDEX($G:$G,)), ISBLANK(INDEX($C:$C,))), \"\", 'PWS Records (System Entry)'!$D$3)","v":"City of Alexandria Water System"},"27 LOUISIANA AVE","ALEXANDRIA","LA",71303,10714848,31.308790699999999,-92.466507199999995,null,"Unknown","Not Applicable","Don't Know",null,null,null,"Unknown","Not Applicable",null,null,"Lead Status Unknown"]
[{"$f":"IF(AND(ISBLANK(INDEX($G:$G,)), ISBLANK(INDEX($C:$C,))), \"\", 'PWS Records (System Entry)'!$D$4)","v":"LA1079001"},{"$f":"IF(AND(ISBLANK(INDEX($G:$G,)), ISBLANK(INDEX($C:$C,))), \"\", 'PWS Records (System Entry)'!$D$3)","v":"City of Alexandria Water System"},"1011 PACKARD DR","ALEXANDRIA","LA",71303,10714849,31.3171596,-92.525503599999993,null,"Unknown","Not Applicable","Don't Know",null,null,null,"Unknown","Not Applicable",null,null,"Lead Status Unknown"]
[{"$f":"IF(AND(ISBLANK(INDEX($G:$G,)), ISBLANK(INDEX($C:$C,))), \"\", 'PWS Records (System Entry)'!$D$4)","v":"LA1079001"},{"$f":"IF(AND(ISBLANK(INDEX($G:$G,)), ISBLANK(INDEX($C:$C,))), \"\", 'PWS Records (System Entry)'!$D$3)","v":"City of Alexandria Water System"},"1231 CANTERBURY DR","ALEXANDRIA","LA",71303,10714850,31.287016699999999,-92.479262199999994,null,"Unknown","Not Applicable","Don't Know",null,null,null,"Unknown","Not Applicable",null,null,{"$f":"IF(AND(INDEX($K:$K,)=\"\", INDEX($L:$L,)=\"\", INDEX($M:$M,)=\"\", INDEX($Q:$Q,)=\"\", INDEX($R:$R,)=\"\"), \"\", IF(OR(INDEX($K:$K,)=\"Lead\",INDEX($Q:$Q,)=\"Lead\"),\"Lead\",IF(OR(AND(OR(INDEX($M:$M,)=\"Yes\", INDEX($M:$M,)=\"Don't Know\", INDEX($M:$M,)=\"\"), INDEX($Q:$Q,)=\"Galvanized Iron/Steel\"), AND(INDEX($K:$K,)=\"Unknown\", INDEX($M:$M,)=\"No\", INDEX($Q:$Q,)=\"Galvanized Iron/Steel\")), \"Galvanized Requiring Replacement\", IF(OR(AND(OR(INDEX($K:$K,)=\"Galvanized Iron/Steel\", INDEX($K:$K,)=\"Non-Lead - Copper\", INDEX($K:$K,)=\"Non-Lead - Plastic\", INDEX($K:$K,)=\"Non-Lead - Other\", INDEX($K:$K,)=\"Non-Lead - Material Unknown\", INDEX($K:$K,)=\"No System Owned Portion\"), OR(INDEX($Q:$Q,)=\"Galvanized Iron/Steel\", INDEX($Q:$Q,)=\"Non-Lead - Copper\", INDEX($Q:$Q,)=\"Non-Lead - Plastic\", INDEX($Q:$Q,)=\"Non-Lead - Other\", INDEX($Q:$Q,)=\"Non-Lead - Predictive Model\", INDEX($Q:$Q,)=\"No Customer Owned Portion\")), AND(OR( INDEX($K:$K,)=\"Galvanized Iron/Steel\", INDEX($K:$K,)=\"Non-Lead - Copper\", INDEX($K:$K,)=\"Non-Lead - Plastic\", INDEX($K:$K,)=\"Non-Lead - Other\", INDEX($K:$K,)=\"Non-Lead - Material Unknown\", INDEX($K:$K,)=\"No System Owned Portion\"), INDEX($M:$M,)=\"No\", INDEX($Q:$Q,)=\"Non-Lead - Material Unknown\")), \"Non-Lead\", \"Lead Status Unknown\"))))","v":"Lead Status Unknown"}]
[{"$f":"IF(AND(ISBLANK(INDEX($G:$G,)), ISBLANK(INDEX($C:$C,))), \"\", 'PWS Records (System Entry)'!$D$4)","v":"LA1079001"},{"$f":"IF(AND(ISBLANK(INDEX($G:$G,)), ISBLANK(INDEX($C:$C,))), \"\", 'PWS Records (System Entry)'!$D$3)","v":"City of Alexandria Water System"},"27 MACARTHUR DR","ALEXANDRIA","LA",71301,10714851,31.303745800000002,-92.479540299999996,null,"Unknown","Not Applicable","Don't Know",null,null,null,"Unknown","Not Applicable",null,null,"Lead Status Unknown"]
[{"$f":"IF(AND(ISBLANK(INDEX($G:$G,)), ISBLANK(INDEX($C:$C,))), \"\", 'PWS Records (System Entry)'!$D$4)","v":"LA1079001"},{"$f":"IF(AND(ISBLANK(INDEX($G:$G,)), ISBLANK(INDEX($C:$C,))), \"\", 'PWS Records (System Entry)'!$D$3)","v":"City of Alexandria Water System"},"1011 ROYCE DR BLDG 3704","ALEXANDRIA","LA",71303,10714852,31.321442000000001,-92.524548999999993,null,"Unknown","Not Applicable","Don't Know",null,null,null,"Unknown","Not Applicable",null,null,"Lead Status Unknown"]
[{"$f":"IF(AND(ISBLANK(INDEX($G:$G,)), ISBLANK(INDEX($C:$C,))), \"\", 'PWS Records (System Entry)'!$D$4)","v":"LA1079001"},{"$f":"IF(AND(ISBLANK(INDEX($G:$G,)), ISBLANK(INDEX($C:$C,))), \"\", 'PWS Records (System Entry)'!$D$3)","v":"City of Alexandria Water System"},"1231 HEYMAN LN","ALEXANDRIA","LA",71303,10714853,31.285891100000001,-92.481658100000004,null,"Unknown","Not Applicable","Don't Know",null,null,null,"Unknown","Not Applicable",null,null,"Lead Status Unknown"]
[{"$f":"IF(AND(ISBLANK(INDEX($G:$G,)), ISBLANK(INDEX($C:$C,))), \"\", 'PWS Records (System Entry)'!$D$4)","v":"LA1079001"},{"$f":"IF(AND(ISBLANK(INDEX($G:$G,)), ISBLANK(INDEX($C:$C,))), \"\", 'PWS Records (System Entry)'!$D$3)","v":"City of Alexandria Water System"},"1011 SCHILLING DR BLDG 4005","ALEXANDRIA","LA",71303,10714854,31.3183255,-92.525272999999999,null,"Unknown","Not Applicable","Don't Know",null,null,null,"Unknown","Not Applicable",null,null,"Lead Status Unknown"]
[{"$f":"IF(AND(ISBLANK(INDEX($G:$G,)), ISBLANK(INDEX($C:$C,))), \"\", 'PWS Records (System Entry)'!$D$4)","v":"LA1079001"},{"$f":"IF(AND(ISBLANK(INDEX($G:$G,)), ISBLANK(INDEX($C:$C,))), \"\", 'PWS Records (System Entry)'!$D$3)","v":"City of Alexandria Water System"},"27 PROSPECT ST","ALEXANDRIA","LA",71303,10714855,31.3078015,-92.469115900000006,null,"Unknown","Not Applicable","Don't Know",null,null,null,"Unknown","Not Applicable",null,null,"Lead Status Unknown"]
[{"$f":"IF(AND(ISBLANK(INDEX($G:$G,)), ISBLANK(INDEX($C:$C,))), \"\", 'PWS Records (System Entry)'!$D$4)","v":"LA1079001"},{"$f":"IF(AND(ISBLANK(INDEX($G:$G,)), ISBLANK(INDEX($C:$C,))), \"\", 'PWS Records (System Entry)'!$D$3)","v":"City of Alexandria Water System"},"1231 LANCASTER DR","ALEXANDRIA","LA",71303,10714856,31.287266299999999,-92.478381499999998,null,"Unknown","Not Applicable","Don't Know",null,null,null,"Unknown","Not Applicable",null,null,"Lead Status Unknown"]
[{"$f":"IF(AND(ISBLANK(INDEX($G:$G,)), ISBLANK(INDEX($C:$C,))), \"\", 'PWS Records (System Entry)'!$D$4)","v":"LA1079001"},{"$f":"IF(AND(ISBLANK(INDEX($G:$G,)), ISBLANK(INDEX($C:$C,))), \"\", 'PWS Records (System Entry)'!$D$3)","v":"City of Alexandria Water System"},"1011 SEBILLE DR","ALEXANDRIA","LA",71303,10714857,31.316290599999999,-92.525334900000004,null,"Unknown","Not Applicable","Don't Know",null,null,null,"Unknown","Not Applicable",null,null,"Lead Status Unknown"]
[{"$f":"IF(AND(ISBLANK(INDEX($G:$G,)), ISBLANK(INDEX($C:$C,))), \"\", 'PWS Records (System Entry)'!$D$4)","v":"LA1079001"},{"$f":"IF(AND(ISBLANK(INDEX($G:$G,)), ISBLANK(INDEX($C:$C,))), \"\", 'PWS Records (System Entry)'!$D$3)","v":"City of Alexandria Water System"},"27 RAGAN DR","ALEXANDRIA","LA",71301,10714858,31.273491,-92.506381599999997,null,"Non-Lead - Other","Installation Record (for example, tap card)","Don't Know",null,null,null,"Non-Lead - Other","Installation Record (for example, tap card)",null,null,"Non-Lead"]
[{"$f":"IF(AND(ISBLANK(INDEX($G:$G,)), ISBLANK(INDEX($C:$C,))), \"\", 'PWS Records (System Entry)'!$D$4)","v":"LA1079001"},{"$f":"IF(AND(ISBLANK(INDEX($G:$G,)), ISBLANK(INDEX($C:$C,))), \"\", 'PWS Records (System Entry)'!$D$3)","v":"City of Alexandria Water System"},"1231 SOUTHAMPTON DR","ALEXANDRIA","LA",71303,10714859,31.286564299999998,-92.480469299999996,null,"Unknown","Not Applicable","Don't Know",null,null,null,"Unknown","Not Applicable",null,null,"Lead Status Unknown"]
[{"$f":"IF(AND(ISBLANK(INDEX($G:$G,)), ISBLANK(INDEX($C:$C,))), \"\", 'PWS Records (System Entry)'!$D$4)","v":"LA1079001"},{"$f":"IF(AND(ISBLANK(INDEX($G:$G,)), ISBLANK(INDEX($C:$C,))), \"\", 'PWS Records (System Entry)'!$D$3)","v":"City of Alexandria Water System"},"1011 SNOW WHITE DR","ALEXANDRIA","LA",71303,10714860,31.2903579,-92.482700100000002,null,"Unknown","Not Applicable","Don't Know",null,null,null,"Unknown","Not Applicable",null,null,"Lead Status Unknown"]
[{"$f":"IF(AND(ISBLANK(INDEX($G:$G,)), ISBLANK(INDEX($C:$C,))), \"\", 'PWS Records (System Entry)'!$D$4)","v":"LA1079001"},{"$f":"IF(AND(ISBLANK(INDEX($G:$G,)), ISBLANK(INDEX($C:$C,))), \"\", 'PWS Records (System Entry)'!$D$3)","v":"City of Alexandria Water System"},"27 TENNESSEE AVE","ALEXANDRIA","LA",71303,10714861,31.3048304,-92.475628299999997,null,"Unknown","Not Applicable","Don't Know",null,null,null,"Unknown","Not Applicable",null,null,"Lead Status Unknown"]
[{"$f":"IF(AND(ISBLANK(INDEX($G:$G,)), ISBLANK(INDEX($C:$C,))), \"\", 'PWS Records (System Entry)'!$D$4)","v":"LA1079001"},{"$f":"IF(AND(ISBLANK(INDEX($G:$G,)), ISBLANK(INDEX($C:$C,))), \"\", 'PWS Records (System Entry)'!$D$3)","v":"City of Alexandria Water System"},"1231 WILSHIRE DR","ALEXANDRIA","LA",71303,10714862,31.287747899999999,-92.477464600000005,null,"Unknown","Not Applicable","Don't Know",null,null,null,"Unknown","Not Applicable",null,null,"Lead Status Unknown"]
[{"$f":"IF(AND(ISBLANK(INDEX($G:$G,)), ISBLANK(INDEX($C:$C,))), \"\", 'PWS Records (System Entry)'!$D$4)","v":"LA1079001"},{"$f":"IF(AND(ISBLANK(INDEX($G:$G,)), ISBLANK(INDEX($C:$C,))), \"\", 'PWS Records (System Entry)'!$D$3)","v":"City of Alexandria Water System"},"1011 TWIN BRIDGES RD","ALEXANDRIA","LA",71301,10714863,31.264677599999999,-92.491291399999994,null,"Unknown","Not Applicable","Don't Know",null,null,null,"Unknown","Not Applicable",null,null,"Lead Status Unknown"]
[{"$f":"IF(AND(ISBLANK(INDEX($G:$G,)), ISBLANK(INDEX($C:$C,))), \"\", 'PWS Records (System Entry)'!$D$4)","v":"LA1079001"},{"$f":"IF(AND(ISBLANK(INDEX($G:$G,)), ISBLANK(INDEX($C:$C,))), \"\", 'PWS Records (System Entry)'!$D$3)","v":"City of Alexandria Water System"},"270 BELLEAU WOOD BLVD","ALEXANDRIA","LA",71303,10714864,31.273333000000001,-92.496674299999995,null,"Non-Lead - Other","Installation Record (for example, tap card)","Don't Know",null,null,null,"Non-Lead - Other","Installation Record (for example, tap card)",null,null,"Non-Lead"]
[{"$f":"IF(AND(ISBLANK(INDEX($G:$G,)), ISBLANK(INDEX($C:$C,))), \"\", 'PWS Records (System Entry)'!$D$4)","v":"LA1079001"},{"$f":"IF(AND(ISBLANK(INDEX($G:$G,)), ISBLANK(INDEX($C:$C,))), \"\", 'PWS Records (System Entry)'!$D$3)","v":"City of Alexandria Water System"},"1232 CANTERBURY DR","ALEXANDRIA","LA",71303,10714865,31.286986800000001,-92.479309299999997,null,"Unknown","Not Applicable","Don't Know",null,null,null,"Unknown","Not Applicable",null,null,"Lead Status Unknown"]
[{"$f":"IF(AND(ISBLANK(INDEX($G:$G,)), ISBLANK(INDEX($C:$C,))), \"\", 'PWS Records (System Entry)'!$D$4)","v":"LA1079001"},{"$f":"IF(AND(ISBLANK(INDEX($G:$G,)), ISBLANK(INDEX($C:$C,))), \"\", 'PWS Records (System Entry)'!$D$3)","v":"City of Alexandria Water System"},"1011 W POINTE BLVD","ALEXANDRIA","LA",71303,10714866,31.261416000000001,-92.493306000000004,null,"Non-Lead - Plastic","Installation Date after Lead Ban","Don't Know",null,null,null,"Non-Lead - Plastic","Installation Date after Lead Ban",null,null,"Non-Lead"]
[{"$f":"IF(AND(ISBLANK(INDEX($G:$G,)), ISBLANK(INDEX($C:$C,))), \"\", 'PWS Records (System Entry)'!$D$4)","v":"LA1079001"},{"$f":"IF(AND(ISBLANK(INDEX($G:$G,)), ISBLANK(INDEX($C:$C,))), \"\", 'PWS Records (System Entry)'!$D$3)","v":"City of Alexandria Water System"},"270 VANDENBURG DR","ALEXANDRIA","LA",71303,10714867,31.298879500000002,-92.529658100000006,null,"Unknown","Not Applicable","Don't Know",null,null,null,"Unknown","Not Applicable",null,null,"Lead Status Unknown"]
[{"$f":"IF(AND(ISBLANK(INDEX($G:$G,)), ISBLANK(INDEX($C:$C,))), \"\", 'PWS Records (System Entry)'!$D$4)","v":"LA1079001"},{"$f":"IF(AND(ISBLANK(INDEX($G:$G,)), ISBLANK(INDEX($C:$C,))), \"\", 'PWS Records (System Entry)'!$D$3)","v":"City of Alexandria Water System"},"1232 HUFFMAN ST","ALEXANDRIA","LA",71303,10714868,31.294187999999998,-92.446691299999998,null,"Unknown","Not Applicable","Don't Know",null,null,null,"Unknown","Not Applicable",null,null,"Lead Status Unknown"]
[{"$f":"IF(AND(ISBLANK(INDEX($G:$G,)), ISBLANK(INDEX($C:$C,))), \"\", 'PWS Records (System Entry)'!$D$4)","v":"LA1079001"},{"$f":"IF(AND(ISBLANK(INDEX($G:$G,)), ISBLANK(INDEX($C:$C,))), \"\", 'PWS Records (System Entry)'!$D$3)","v":"City of Alexandria Water System"},"1012 3RD ST","ALEXANDRIA","LA",71303,10714869,31.311118700000002,-92.444489700000005,null,"Unknown","Not Applicable","Don't Know",null,null,null,"Unknown","Not Applicable",null,null,"Lead Status Unknown"]
[{"$f":"IF(AND(ISBLANK(INDEX($G:$G,)), ISBLANK(INDEX($C:$C,))), \"\", 'PWS Records (System Entry)'!$D$4)","v":"LA1079001"},{"$f":"IF(AND(ISBLANK(INDEX($G:$G,)), ISBLANK(INDEX($C:$C,))), \"\", 'PWS Records (System Entry)'!$D$3)","v":"City of Alexandria Water System"},"1232 MADISON ST","ALEXANDRIA","LA",71303,10714870,31.3102223,-92.455466299999998,null,"Unknown","Not Applicable","Don't Know",null,null,null,"Unknown","Not Applicable",null,null,"Lead Status Unknown"]
[{"$f":"IF(AND(ISBLANK(INDEX($G:$G,)), ISBLANK(INDEX($C:$C,))), \"\", 'PWS Records (System Entry)'!$D$4)","v":"LA1079001"},{"$f":"IF(AND(ISBLANK(INDEX($G:$G,)), ISBLANK(INDEX($C:$C,))), \"\", 'PWS Records (System Entry)'!$D$3)","v":"City of Alexandria Water System"},"270 WINDERMERE BLVD","ALEXANDRIA","LA",71301,10714871,31.292146299999999,-92.491354099999995,null,"Unknown","Not Applicable","Don't Know",null,null,null,"Unknown","Not Applicable",null,null,"Lead Status Unknown"]
[{"$f":"IF(AND(ISBLANK(INDEX($G:$G,)), ISBLANK(INDEX($C:$C,))), \"\", 'PWS Records (System Entry)'!$D$4)","v":"LA1079001"},{"$f":"IF(AND(ISBLANK(INDEX($G:$G,)), ISBLANK(INDEX($C:$C,))), \"\", 'PWS Records (System Entry)'!$D$3)","v":"City of Alexandria Water System"},"1012 CANDY LN","ALEXANDRIA","LA",71303,10714872,31.2909106,-92.480890200000005,null,"Unknown","Not Applicable","Don't Know",null,null,null,"Unknown","Not Applicable",null,null,"Lead Status Unknown"]
[{"$f":"IF(AND(ISBLANK(INDEX($G:$G,)), ISBLANK(INDEX($C:$C,))), \"\", 'PWS Records (System Entry)'!$D$4)","v":"LA1079001"},{"$f":"IF(AND(ISBLANK(INDEX($G:$G,)), ISBLANK(INDEX($C:$C,))), \"\", 'PWS Records (System Entry)'!$D$3)","v":"City of Alexandria Water System"},"1232 MARYLAND AVE","ALEXANDRIA","LA",71303,10714874,31.289470600000001,-92.471518599999996,null,"Unknown","Not Applicable","Don't Know",null,null,null,"Unknown","Not Applicable",null,null,"Lead Status Unknown"]
[{"$f":"IF(AND(ISBLANK(INDEX($G:$G,)), ISBLANK(INDEX($C:$C,))), \"\", 'PWS Records (System Entry)'!$D$4)","v":"LA1079001"},{"$f":"IF(AND(ISBLANK(INDEX($G:$G,)), ISBLANK(INDEX($C:$C,))), \"\", 'PWS Records (System Entry)'!$D$3)","v":"City of Alexandria Water System"},"2700 LEE ST","ALEXANDRIA","LA",71303,10714873,31.288346000000001,-92.456891999999996,null,"Unknown","Not Applicable","Don't Know",null,null,null,"Unknown","Not Applicable",null,null,"Lead Status Unknown"]
[{"$f":"IF(AND(ISBLANK(INDEX($G:$G,)), ISBLANK(INDEX($C:$C,))), \"\", 'PWS Records (System Entry)'!$D$4)","v":"LA1079001"},{"$f":"IF(AND(ISBLANK(INDEX($G:$G,)), ISBLANK(INDEX($C:$C,))), \"\", 'PWS Records (System Entry)'!$D$3)","v":"City of Alexandria Water System"},"1012 CINDERELLA CT","ALEXANDRIA","LA",71303,10714875,31.290828300000001,-92.482004700000005,null,"Unknown","Not Applicable","Don't Know",null,null,null,"Unknown","Not Applicable",null,null,"Lead Status Unknown"]
[{"$f":"IF(AND(ISBLANK(INDEX($G:$G,)), ISBLANK(INDEX($C:$C,))), \"\", 'PWS Records (System Entry)'!$D$4)","v":"LA1079001"},{"$f":"IF(AND(ISBLANK(INDEX($G:$G,)), ISBLANK(INDEX($C:$C,))), \"\", 'PWS Records (System Entry)'!$D$3)","v":"City of Alexandria Water System"},"1232 SOUTHAMPTON DR","ALEXANDRIA","LA",71303,10714876,31.2864507,-92.480449800000002,null,"Unknown","Not Applicable","Don't Know",null,null,null,"Unknown","Not Applicable",null,null,"Lead Status Unknown"]
[{"$f":"IF(AND(ISBLANK(INDEX($G:$G,)), ISBLANK(INDEX($C:$C,))), \"\", 'PWS Records (System Entry)'!$D$4)","v":"LA1079001"},{"$f":"IF(AND(ISBLANK(INDEX($G:$G,)), ISBLANK(INDEX($C:$C,))), \"\", 'PWS Records (System Entry)'!$D$3)","v":"City of Alexandria Water System"},"1232 SOUTHAMPTON DR","ALEXANDRIA","LA",71303,10714878,31.2864507,-92.480449800000002,null,"Unknown","Not Applicable","Don't Know",null,null,null,"Unknown","Not Applicable",null,null,"Lead Status Unknown"]
[{"$f":"IF(AND(ISBLANK(INDEX($G:$G,)), ISBLANK(INDEX($C:$C,))), \"\", 'PWS Records (System Entry)'!$D$4)","v":"LA1079001"},{"$f":"IF(AND(ISBLANK(INDEX($G:$G,)), ISBLANK(INDEX($C:$C,))), \"\", 'PWS Records (System Entry)'!$D$3)","v":"City of Alexandria Water System"},"2700 MAIN ST","ALEXANDRIA","LA",71303,10714877,31.3009375,-92.430221500000002,null,"Unknown","Not Applicable","Don't Know",null,null,null,"Unknown","Not Applicable",null,null,"Lead Status Unknown"]
[{"$f":"IF(AND(ISBLANK(INDEX($G:$G,)), ISBLANK(INDEX($C:$C,))), \"\", 'PWS Records (System Entry)'!$D$4)","v":"LA1079001"},{"$f":"IF(AND(ISBLANK(INDEX($G:$G,)), ISBLANK(INDEX($C:$C,))), \"\", 'PWS Records (System Entry)'!$D$3)","v":"City of Alexandria Water System"},"2700 MARYE ST","ALEXANDRIA","LA",71303,10714879,31.295085199999999,-92.467220600000005,null,"Unknown","Not Applicable","Don't Know",null,null,null,"Unknown","Not Applicable",null,null,"Lead Status Unknown"]
[{"$f":"IF(AND(ISBLANK(INDEX($G:$G,)), ISBLANK(INDEX($C:$C,))), \"\", 'PWS Records (System Entry)'!$D$4)","v":"LA1079001"},{"$f":"IF(AND(ISBLANK(INDEX($G:$G,)), ISBLANK(INDEX($C:$C,))), \"\", 'PWS Records (System Entry)'!$D$3)","v":"City of Alexandria Water System"},"2700 MARYE ST","ALEXANDRIA","LA",71303,10714882,31.295085199999999,-92.467220600000005,null,"Unknown","Not Applicable","Don't Know",null,null,null,"Unknown","Not Applicable",null,null,"Lead Status Unknown"]
[{"$f":"IF(AND(ISBLANK(INDEX($G:$G,)), ISBLANK(INDEX($C:$C,))), \"\", 'PWS Records (System Entry)'!$D$4)","v":"LA1079001"},{"$f":"IF(AND(ISBLANK(INDEX($G:$G,)), ISBLANK(INDEX($C:$C,))), \"\", 'PWS Records (System Entry)'!$D$3)","v":"City of Alexandria Water System"},"1232 WILSHIRE DR","ALEXANDRIA","LA",71303,10714880,31.287527000000001,-92.477479099999996,null,"Unknown","Not Applicable","Don't Know",null,null,null,"Unknown","Not Applicable",null,null,"Lead Status Unknown"]
[{"$f":"IF(AND(ISBLANK(INDEX($G:$G,)), ISBLANK(INDEX($C:$C,))), \"\", 'PWS Records (System Entry)'!$D$4)","v":"LA1079001"},{"$f":"IF(AND(ISBLANK(INDEX($G:$G,)), ISBLANK(INDEX($C:$C,))), \"\", 'PWS Records (System Entry)'!$D$3)","v":"City of Alexandria Water System"},"1012 DAOUST DR BLDG 4703-B","ALEXANDRIA","LA",71303,10714881,31.325175999999999,-92.526677800000002,null,"Unknown","Not Applicable","Don't Know",null,null,null,"Unknown","Not Applicable",null,null,"Lead Status Unknown"]
[{"$f":"IF(AND(ISBLANK(INDEX($G:$G,)), ISBLANK(INDEX($C:$C,))), \"\", 'PWS Records (System Entry)'!$D$4)","v":"LA1079001"},{"$f":"IF(AND(ISBLANK(INDEX($G:$G,)), ISBLANK(INDEX($C:$C,))), \"\", 'PWS Records (System Entry)'!$D$3)","v":"City of Alexandria Water System"},"1233 BARRISTER ST","ALEXANDRIA","LA",71303,10714883,31.300229900000001,-92.452911400000005,null,"Unknown","Not Applicable","Don't Know",null,null,null,"Unknown","Not Applicable",null,null,"Lead Status Unknown"]
[{"$f":"IF(AND(ISBLANK(INDEX($G:$G,)), ISBLANK(INDEX($C:$C,))), \"\", 'PWS Records (System Entry)'!$D$4)","v":"LA1079001"},{"$f":"IF(AND(ISBLANK(INDEX($G:$G,)), ISBLANK(INDEX($C:$C,))), \"\", 'PWS Records (System Entry)'!$D$3)","v":"City of Alexandria Water System"},"1233 BARRISTER ST","ALEXANDRIA","LA",71303,10714885,31.300229900000001,-92.452911400000005,null,"Unknown","Not Applicable","Don't Know",null,null,null,"Unknown","Not Applicable",null,null,"Lead Status Unknown"]
[{"$f":"IF(AND(ISBLANK(INDEX($G:$G,)), ISBLANK(INDEX($C:$C,))), \"\", 'PWS Records (System Entry)'!$D$4)","v":"LA1079001"},{"$f":"IF(AND(ISBLANK(INDEX($G:$G,)), ISBLANK(INDEX($C:$C,))), \"\", 'PWS Records (System Entry)'!$D$3)","v":"City of Alexandria Water System"},"1012 DAOUST DR BLDG 4703-A","ALEXANDRIA","LA",71303,10714884,31.325175999999999,-92.526677800000002,null,"Unknown","Not Applicable","Don't Know",null,null,null,"Unknown","Not Applicable",null,null,"Lead Status Unknown"]
[{"$f":"IF(AND(ISBLANK(INDEX($G:$G,)), ISBLANK(INDEX($C:$C,))), \"\", 'PWS Records (System Entry)'!$D$4)","v":"LA1079001"},{"$f":"IF(AND(ISBLANK(INDEX($G:$G,)), ISBLANK(INDEX($C:$C,))), \"\", 'PWS Records (System Entry)'!$D$3)","v":"City of Alexandria Water System"},"2700 MONROE ST","ALEXANDRIA","LA",71303,10714886,31.303098599999998,-92.471078899999995,null,"Unknown","Not Applicable","Don't Know",null,null,null,"Unknown","Not Applicable",null,null,"Lead Status Unknown"]
[{"$f":"IF(AND(ISBLANK(INDEX($G:$G,)), ISBLANK(INDEX($C:$C,))), \"\", 'PWS Records (System Entry)'!$D$4)","v":"LA1079001"},{"$f":"IF(AND(ISBLANK(INDEX($G:$G,)), ISBLANK(INDEX($C:$C,))), \"\", 'PWS Records (System Entry)'!$D$3)","v":"City of Alexandria Water System"},"1012 GRETEL CT","ALEXANDRIA","LA",71303,10714887,31.291429600000001,-92.480095500000004,null,"Unknown","Not Applicable","Don't Know",null,null,null,"Unknown","Not Applicable",null,null,"Lead Status Unknown"]
[{"$f":"IF(AND(ISBLANK(INDEX($G:$G,)), ISBLANK(INDEX($C:$C,))), \"\", 'PWS Records (System Entry)'!$D$4)","v":"LA1079001"},{"$f":"IF(AND(ISBLANK(INDEX($G:$G,)), ISBLANK(INDEX($C:$C,))), \"\", 'PWS Records (System Entry)'!$D$3)","v":"City of Alexandria Water System"},"1233 PARK AVE","ALEXANDRIA","LA",71303,10714888,31.3094474,-92.454520500000001,null,"Non-Lead - Other","Installation Record (for example, tap card)","Don't Know",null,null,null,"Non-Lead - Other","Installation Record (for example, tap card)",null,null,"Non-Lead"]
[{"$f":"IF(AND(ISBLANK(INDEX($G:$G,)), ISBLANK(INDEX($C:$C,))), \"\", 'PWS Records (System Entry)'!$D$4)","v":"LA1079001"},{"$f":"IF(AND(ISBLANK(INDEX($G:$G,)), ISBLANK(INDEX($C:$C,))), \"\", 'PWS Records (System Entry)'!$D$3)","v":"City of Alexandria Water System"},"2700 SUMMERWOOD LN","ALEXANDRIA","LA",71303,10714889,31.315559799999999,-92.479733499999995,null,"Non-Lead - Plastic","Installation Date after Lead Ban","Don't Know",null,null,null,"Non-Lead - Plastic","Installation Date after Lead Ban",null,null,"Non-Lead"]
[{"$f":"IF(AND(ISBLANK(INDEX($G:$G,)), ISBLANK(INDEX($C:$C,))), \"\", 'PWS Records (System Entry)'!$D$4)","v":"LA1079001"},{"$f":"IF(AND(ISBLANK(INDEX($G:$G,)), ISBLANK(INDEX($C:$C,))), \"\", 'PWS Records (System Entry)'!$D$3)","v":"City of Alexandria Water System"},"1012 HANSEL DR","ALEXANDRIA","LA",71303,10714890,31.291507299999999,-92.479000999999997,null,"Unknown","Not Applicable","Don't Know",null,null,null,"Unknown","Not Applicable",null,null,"Lead Status Unknown"]
[{"$f":"IF(AND(ISBLANK(INDEX($G:$G,)), ISBLANK(INDEX($C:$C,))), \"\", 'PWS Records (System Entry)'!$D$4)","v":"LA1079001"},{"$f":"IF(AND(ISBLANK(INDEX($G:$G,)), ISBLANK(INDEX($C:$C,))), \"\", 'PWS Records (System Entry)'!$D$3)","v":"City of Alexandria Water System"},"1234 BARRISTER ST","ALEXANDRIA","LA",71303,10714891,31.3000024,-92.452852800000002,null,"Unknown","Not Applicable","Don't Know",null,null,null,"Unknown","Not Applicable",null,null,"Lead Status Unknown"]
[{"$f":"IF(AND(ISBLANK(INDEX($G:$G,)), ISBLANK(INDEX($C:$C,))), \"\", 'PWS Records (System Entry)'!$D$4)","v":"LA1079001"},{"$f":"IF(AND(ISBLANK(INDEX($G:$G,)), ISBLANK(INDEX($C:$C,))), \"\", 'PWS Records (System Entry)'!$D$3)","v":"City of Alexandria Water System"},"1012 NORMAN DR APT B","ALEXANDRIA","LA",71303,10714892,31.325934700000001,-92.527131900000001,null,"Unknown","Not Applicable","Don't Know",null,null,null,"Unknown","Not Applicable",null,null,"Lead Status Unknown"]
[{"$f":"IF(AND(ISBLANK(INDEX($G:$G,)), ISBLANK(INDEX($C:$C,))), \"\", 'PWS Records (System Entry)'!$D$4)","v":"LA1079001"},{"$f":"IF(AND(ISBLANK(INDEX($G:$G,)), ISBLANK(INDEX($C:$C,))), \"\", 'PWS Records (System Entry)'!$D$3)","v":"City of Alexandria Water System"},"2701 3RD ST","ALEXANDRIA","LA",71303,10714893,31.3003903,-92.430882800000006,null,"Unknown","Not Applicable","Don't Know",null,null,null,"Unknown","Not Applicable",null,null,"Lead Status Unknown"]
[{"$f":"IF(AND(ISBLANK(INDEX($G:$G,)), ISBLANK(INDEX($C:$C,))), \"\", 'PWS Records (System Entry)'!$D$4)","v":"LA1079001"},{"$f":"IF(AND(ISBLANK(INDEX($G:$G,)), ISBLANK(INDEX($C:$C,))), \"\", 'PWS Records (System Entry)'!$D$3)","v":"City of Alexandria Water System"},"1234 TEXAS AVE","ALEXANDRIA","LA",71303,10714894,31.289315999999999,-92.473296000000005,null,"Unknown","Not Applicable","Don't Know",null,null,null,"Unknown","Not Applicable",null,null,"Lead Status Unknown"]
[{"$f":"IF(AND(ISBLANK(INDEX($G:$G,)), ISBLANK(INDEX($C:$C,))), \"\", 'PWS Records (System Entry)'!$D$4)","v":"LA1079001"},{"$f":"IF(AND(ISBLANK(INDEX($G:$G,)), ISBLANK(INDEX($C:$C,))), \"\", 'PWS Records (System Entry)'!$D$3)","v":"City of Alexandria Water System"},"1012 NORMAN DR APT A","ALEXANDRIA","LA",71303,10714895,31.325934700000001,-92.527131900000001,null,"Unknown","Not Applicable","Don't Know",null,null,null,"Unknown","Not Applicable",null,null,"Lead Status Unknown"]
[{"$f":"IF(AND(ISBLANK(INDEX($G:$G,)), ISBLANK(INDEX($C:$C,))), \"\", 'PWS Records (System Entry)'!$D$4)","v":"LA1079001"},{"$f":"IF(AND(ISBLANK(INDEX($G:$G,)), ISBLANK(INDEX($C:$C,))), \"\", 'PWS Records (System Entry)'!$D$3)","v":"City of Alexandria Water System"},"2701 MARYE ST","ALEXANDRIA","LA",71303,10714896,31.2951272,-92.4668846,null,"Unknown","Not Applicable","Don't Know",null,null,null,"Unknown","Not Applicable",null,null,"Lead Status Unknown"]
[{"$f":"IF(AND(ISBLANK(INDEX($G:$G,)), ISBLANK(INDEX($C:$C,))), \"\", 'PWS Records (System Entry)'!$D$4)","v":"LA1079001"},{"$f":"IF(AND(ISBLANK(INDEX($G:$G,)), ISBLANK(INDEX($C:$C,))), \"\", 'PWS Records (System Entry)'!$D$3)","v":"City of Alexandria Water System"},"2701 MARYE ST","ALEXANDRIA","LA",71303,10714898,31.2951272,-92.4668846,null,"Unknown","Not Applicable","Don't Know",null,null,null,"Unknown","Not Applicable",null,null,"Lead Status Unknown"]
[{"$f":"IF(AND(ISBLANK(INDEX($G:$G,)), ISBLANK(INDEX($C:$C,))), \"\", 'PWS Records (System Entry)'!$D$4)","v":"LA1079001"},{"$f":"IF(AND(ISBLANK(INDEX($G:$G,)), ISBLANK(INDEX($C:$C,))), \"\", 'PWS Records (System Entry)'!$D$3)","v":"City of Alexandria Water System"},"1235 CANTERBURY DR","ALEXANDRIA","LA",71303,10714897,31.286754999999999,-92.479158999999996,null,"Unknown","Not Applicable","Don't Know",null,null,null,"Unknown","Not Applicable",null,null,"Lead Status Unknown"]
[{"$f":"IF(AND(ISBLANK(INDEX($G:$G,)), ISBLANK(INDEX($C:$C,))), \"\", 'PWS Records (System Entry)'!$D$4)","v":"LA1079001"},{"$f":"IF(AND(ISBLANK(INDEX($G:$G,)), ISBLANK(INDEX($C:$C,))), \"\", 'PWS Records (System Entry)'!$D$3)","v":"City of Alexandria Water System"},"1012 PACKARD DR BLDG 3821","ALEXANDRIA","LA",71303,10714899,31.317193400000001,-92.525229800000005,null,"Unknown","Not Applicable","Don't Know",null,null,null,"Unknown","Not Applicable",null,null,"Lead Status Unknown"]
[{"$f":"IF(AND(ISBLANK(INDEX($G:$G,)), ISBLANK(INDEX($C:$C,))), \"\", 'PWS Records (System Entry)'!$D$4)","v":"LA1079001"},{"$f":"IF(AND(ISBLANK(INDEX($G:$G,)), ISBLANK(INDEX($C:$C,))), \"\", 'PWS Records (System Entry)'!$D$3)","v":"City of Alexandria Water System"},"1235 HEYMAN LN","ALEXANDRIA","LA",71303,10714900,31.285523300000001,-92.481486200000006,null,"Unknown","Not Applicable","Don't Know",null,null,null,"Unknown","Not Applicable",null,null,"Lead Status Unknown"]
[{"$f":"IF(AND(ISBLANK(INDEX($G:$G,)), ISBLANK(INDEX($C:$C,))), \"\", 'PWS Records (System Entry)'!$D$4)","v":"LA1079001"},{"$f":"IF(AND(ISBLANK(INDEX($G:$G,)), ISBLANK(INDEX($C:$C,))), \"\", 'PWS Records (System Entry)'!$D$3)","v":"City of Alexandria Water System"},"2701 OVERTON ST","ALEXANDRIA","LA",71303,10714901,31.288830300000001,-92.450203299999998,null,"Unknown","Not Applicable","Don't Know",null,null,null,"Unknown","Not Applicable",null,null,"Lead Status Unknown"]
[{"$f":"IF(AND(ISBLANK(INDEX($G:$G,)), ISBLANK(INDEX($C:$C,))), \"\", 'PWS Records (System Entry)'!$D$4)","v":"LA1079001"},{"$f":"IF(AND(ISBLANK(INDEX($G:$G,)), ISBLANK(INDEX($C:$C,))), \"\", 'PWS Records (System Entry)'!$D$3)","v":"City of Alexandria Water System"},"1012 ROYCE DR BLDG 3603","ALEXANDRIA","LA",71303,10714902,31.315107900000001,-92.525291699999997,null,"Unknown","Not Applicable","Don't Know",null,null,null,"Unknown","Not Applicable",null,null,"Lead Status Unknown"]
[{"$f":"IF(AND(ISBLANK(INDEX($G:$G,)), ISBLANK(INDEX($C:$C,))), \"\", 'PWS Records (System Entry)'!$D$4)","v":"LA1079001"},{"$f":"IF(AND(ISBLANK(INDEX($G:$G,)), ISBLANK(INDEX($C:$C,))), \"\", 'PWS Records (System Entry)'!$D$3)","v":"City of Alexandria Water System"},"1235 SOUTHAMPTON DR","ALEXANDRIA","LA",71303,10714903,31.2862677,-92.480265200000005,null,"Unknown","Not Applicable","Don't Know",null,null,null,"Unknown","Not Applicable",null,null,"Lead Status Unknown"]
[{"$f":"IF(AND(ISBLANK(INDEX($G:$G,)), ISBLANK(INDEX($C:$C,))), \"\", 'PWS Records (System Entry)'!$D$4)","v":"LA1079001"},{"$f":"IF(AND(ISBLANK(INDEX($G:$G,)), ISBLANK(INDEX($C:$C,))), \"\", 'PWS Records (System Entry)'!$D$3)","v":"City of Alexandria Water System"},"1012 SCHILLING DR BLDG 3919","ALEXANDRIA","LA",71303,10714904,31.318293700000002,-92.525208800000001,null,"Unknown","Not Applicable","Don't Know",null,null,null,"Unknown","Not Applicable",null,null,"Lead Status Unknown"]
[{"$f":"IF(AND(ISBLANK(INDEX($G:$G,)), ISBLANK(INDEX($C:$C,))), \"\", 'PWS Records (System Entry)'!$D$4)","v":"LA1079001"},{"$f":"IF(AND(ISBLANK(INDEX($G:$G,)), ISBLANK(INDEX($C:$C,))), \"\", 'PWS Records (System Entry)'!$D$3)","v":"City of Alexandria Water System"},"2702 3RD ST","ALEXANDRIA","LA",71303,10714905,31.300357099999999,-92.430930900000007,null,"Unknown","Not Applicable","Don't Know",null,null,null,"Unknown","Not Applicable",null,null,"Lead Status Unknown"]
[{"$f":"IF(AND(ISBLANK(INDEX($G:$G,)), ISBLANK(INDEX($C:$C,))), \"\", 'PWS Records (System Entry)'!$D$4)","v":"LA1079001"},{"$f":"IF(AND(ISBLANK(INDEX($G:$G,)), ISBLANK(INDEX($C:$C,))), \"\", 'PWS Records (System Entry)'!$D$3)","v":"City of Alexandria Water System"},"1235 TEXAS AVE","ALEXANDRIA","LA",71303,10714906,31.289218099999999,-92.472930099999999,null,"Unknown","Not Applicable","Don't Know",null,null,null,"Unknown","Not Applicable",null,null,"Lead Status Unknown"]
[{"$f":"IF(AND(ISBLANK(INDEX($G:$G,)), ISBLANK(INDEX($C:$C,))), \"\", 'PWS Records (System Entry)'!$D$4)","v":"LA1079001"},{"$f":"IF(AND(ISBLANK(INDEX($G:$G,)), ISBLANK(INDEX($C:$C,))), \"\", 'PWS Records (System Entry)'!$D$3)","v":"City of Alexandria Water System"},"1012 SEBILLE DR BLDG 3720","ALEXANDRIA","LA",71303,10714907,31.316243700000001,-92.525302300000007,null,"Unknown","Not Applicable","Don't Know",null,null,null,"Unknown","Not Applicable",null,null,"Lead Status Unknown"]
[{"$f":"IF(AND(ISBLANK(INDEX($G:$G,)), ISBLANK(INDEX($C:$C,))), \"\", 'PWS Records (System Entry)'!$D$4)","v":"LA1079001"},{"$f":"IF(AND(ISBLANK(INDEX($G:$G,)), ISBLANK(INDEX($C:$C,))), \"\", 'PWS Records (System Entry)'!$D$3)","v":"City of Alexandria Water System"},"2702 EDDIE WILLIAMS AVE UNIT A","ALEXANDRIA","LA",71303,10714908,31.284989499999998,-92.440393,null,"Unknown","Not Applicable","Don't Know",null,null,null,"Unknown","Not Applicable",null,null,"Lead Status Unknown"]
[{"$f":"IF(AND(ISBLANK(INDEX($G:$G,)), ISBLANK(INDEX($C:$C,))), \"\", 'PWS Records (System Entry)'!$D$4)","v":"LA1079001"},{"$f":"IF(AND(ISBLANK(INDEX($G:$G,)), ISBLANK(INDEX($C:$C,))), \"\", 'PWS Records (System Entry)'!$D$3)","v":"City of Alexandria Water System"},"1235 WILSHIRE DR","ALEXANDRIA","LA",71303,10714909,31.287540799999999,-92.477424799999994,null,"Unknown","Not Applicable","Don't Know",null,null,null,"Unknown","Not Applicable",null,null,"Lead Status Unknown"]
[{"$f":"IF(AND(ISBLANK(INDEX($G:$G,)), ISBLANK(INDEX($C:$C,))), \"\", 'PWS Records (System Entry)'!$D$4)","v":"LA1079001"},{"$f":"IF(AND(ISBLANK(INDEX($G:$G,)), ISBLANK(INDEX($C:$C,))), \"\", 'PWS Records (System Entry)'!$D$3)","v":"City of Alexandria Water System"},"1012 SNOW WHITE DR","ALEXANDRIA","LA",71303,10714910,31.2903202,-92.4827437,null,"Unknown","Not Applicable","Don't Know",null,null,null,"Unknown","Not Applicable",null,null,"Lead Status Unknown"]
[{"$f":"IF(AND(ISBLANK(INDEX($G:$G,)), ISBLANK(INDEX($C:$C,))), \"\", 'PWS Records (System Entry)'!$D$4)","v":"LA1079001"},{"$f":"IF(AND(ISBLANK(INDEX($G:$G,)), ISBLANK(INDEX($C:$C,))), \"\", 'PWS Records (System Entry)'!$D$3)","v":"City of Alexandria Water System"},"2702 ELLIOTT ST","ALEXANDRIA","LA",71303,10714911,31.2958496,-92.468086499999998,null,"Unknown","Not Applicable","Don't Know",null,null,null,"Unknown","Not Applicable",null,null,"Lead Status Unknown"]
[{"$f":"IF(AND(ISBLANK(INDEX($G:$G,)), ISBLANK(INDEX($C:$C,))), \"\", 'PWS Records (System Entry)'!$D$4)","v":"LA1079001"},{"$f":"IF(AND(ISBLANK(INDEX($G:$G,)), ISBLANK(INDEX($C:$C,))), \"\", 'PWS Records (System Entry)'!$D$3)","v":"City of Alexandria Water System"},"2702 ELLIOTT ST","ALEXANDRIA","LA",71303,10714914,31.2958496,-92.468086499999998,null,"Unknown","Not Applicable","Don't Know",null,null,null,"Unknown","Not Applicable",null,null,"Lead Status Unknown"]
[{"$f":"IF(AND(ISBLANK(INDEX($G:$G,)), ISBLANK(INDEX($C:$C,))), \"\", 'PWS Records (System Entry)'!$D$4)","v":"LA1079001"},{"$f":"IF(AND(ISBLANK(INDEX($G:$G,)), ISBLANK(INDEX($C:$C,))), \"\", 'PWS Records (System Entry)'!$D$3)","v":"City of Alexandria Water System"},"1236 CANTERBURY DR","ALEXANDRIA","LA",71303,10714912,31.2866915,-92.479192800000007,null,"Unknown","Not Applicable","Don't Know",null,null,null,"Unknown","Not Applicable",null,null,"Lead Status Unknown"]
[{"$f":"IF(AND(ISBLANK(INDEX($G:$G,)), ISBLANK(INDEX($C:$C,))), \"\", 'PWS Records (System Entry)'!$D$4)","v":"LA1079001"},{"$f":"IF(AND(ISBLANK(INDEX($G:$G,)), ISBLANK(INDEX($C:$C,))), \"\", 'PWS Records (System Entry)'!$D$3)","v":"City of Alexandria Water System"},"1012 WARREN AVE","ALEXANDRIA","LA",71303,10714913,31.265469,-92.490345500000004,null,"Unknown","Not Applicable","Don't Know",null,null,null,"Unknown","Not Applicable",null,null,{"$f":"IF(AND(INDEX($K:$K,)=\"\", INDEX($L:$L,)=\"\", INDEX($M:$M,)=\"\", INDEX($Q:$Q,)=\"\", INDEX($R:$R,)=\"\"), \"\", IF(OR(INDEX($K:$K,)=\"Lead\",INDEX($Q:$Q,)=\"Lead\"),\"Lead\",IF(OR(AND(OR(INDEX($M:$M,)=\"Yes\", INDEX($M:$M,)=\"Don't Know\", INDEX($M:$M,)=\"\"), INDEX($Q:$Q,)=\"Galvanized Iron/Steel\"), AND(INDEX($K:$K,)=\"Unknown\", INDEX($M:$M,)=\"No\", INDEX($Q:$Q,)=\"Galvanized Iron/Steel\")), \"Galvanized Requiring Replacement\", IF(OR(AND(OR(INDEX($K:$K,)=\"Galvanized Iron/Steel\", INDEX($K:$K,)=\"Non-Lead - Copper\", INDEX($K:$K,)=\"Non-Lead - Plastic\", INDEX($K:$K,)=\"Non-Lead - Other\", INDEX($K:$K,)=\"Non-Lead - Material Unknown\", INDEX($K:$K,)=\"No System Owned Portion\"), OR(INDEX($Q:$Q,)=\"Galvanized Iron/Steel\", INDEX($Q:$Q,)=\"Non-Lead - Copper\", INDEX($Q:$Q,)=\"Non-Lead - Plastic\", INDEX($Q:$Q,)=\"Non-Lead - Other\", INDEX($Q:$Q,)=\"Non-Lead - Predictive Model\", INDEX($Q:$Q,)=\"No Customer Owned Portion\")), AND(OR( INDEX($K:$K,)=\"Galvanized Iron/Steel\", INDEX($K:$K,)=\"Non-Lead - Copper\", INDEX($K:$K,)=\"Non-Lead - Plastic\", INDEX($K:$K,)=\"Non-Lead - Other\", INDEX($K:$K,)=\"Non-Lead - Material Unknown\", INDEX($K:$K,)=\"No System Owned Portion\"), INDEX($M:$M,)=\"No\", INDEX($Q:$Q,)=\"Non-Lead - Material Unknown\")), \"Non-Lead\", \"Lead Status Unknown\"))))","v":"Lead Status Unknown"}]
[{"$f":"IF(AND(ISBLANK(INDEX($G:$G,)), ISBLANK(INDEX($C:$C,))), \"\", 'PWS Records (System Entry)'!$D$4)","v":"LA1079001"},{"$f":"IF(AND(ISBLANK(INDEX($G:$G,)), ISBLANK(INDEX($C:$C,))), \"\", 'PWS Records (System Entry)'!$D$3)","v":"City of Alexandria Water System"},"1236 LANCASTER DR","ALEXANDRIA","LA",71303,10714915,31.286997100000001,-92.478325600000005,null,"Unknown","Not Applicable","Don't Know",null,null,null,"Unknown","Not Applicable",null,null,"Lead Status Unknown"]
[{"$f":"IF(AND(ISBLANK(INDEX($G:$G,)), ISBLANK(INDEX($C:$C,))), \"\", 'PWS Records (System Entry)'!$D$4)","v":"LA1079001"},{"$f":"IF(AND(ISBLANK(INDEX($G:$G,)), ISBLANK(INDEX($C:$C,))), \"\", 'PWS Records (System Entry)'!$D$3)","v":"City of Alexandria Water System"},"1013 24TH ST","ALEXANDRIA","LA",71303,10714916,31.295754800000001,-92.461227399999999,null,"Unknown","Not Applicable","Don't Know",null,null,null,"Unknown","Not Applicable",null,null,"Lead Status Unknown"]
[{"$f":"IF(AND(ISBLANK(INDEX($G:$G,)), ISBLANK(INDEX($C:$C,))), \"\", 'PWS Records (System Entry)'!$D$4)","v":"LA1079001"},{"$f":"IF(AND(ISBLANK(INDEX($G:$G,)), ISBLANK(INDEX($C:$C,))), \"\", 'PWS Records (System Entry)'!$D$3)","v":"City of Alexandria Water System"},"2703 LEE ST","ALEXANDRIA","LA",71303,10714918,31.288781,-92.452012600000003,null,"Unknown","Not Applicable","Don't Know",null,null,null,"Unknown","Not Applicable",null,null,"Lead Status Unknown"]
[{"$f":"IF(AND(ISBLANK(INDEX($G:$G,)), ISBLANK(INDEX($C:$C,))), \"\", 'PWS Records (System Entry)'!$D$4)","v":"LA1079001"},{"$f":"IF(AND(ISBLANK(INDEX($G:$G,)), ISBLANK(INDEX($C:$C,))), \"\", 'PWS Records (System Entry)'!$D$3)","v":"City of Alexandria Water System"},"1236 SHIRLAND AVE","ALEXANDRIA","LA",71303,10714917,31.3128691,-92.457384899999994,null,"Unknown","Not Applicable","Don't Know",null,null,null,"Unknown","Not Applicable",null,null,"Lead Status Unknown"]
[{"$f":"IF(AND(ISBLANK(INDEX($G:$G,)), ISBLANK(INDEX($C:$C,))), \"\", 'PWS Records (System Entry)'!$D$4)","v":"LA1079001"},{"$f":"IF(AND(ISBLANK(INDEX($G:$G,)), ISBLANK(INDEX($C:$C,))), \"\", 'PWS Records (System Entry)'!$D$3)","v":"City of Alexandria Water System"},"1013 COUNCIL DR BLDG 4217-B","ALEXANDRIA","LA",71303,10714919,31.326673,-92.523388499999996,null,"Unknown","Not Applicable","Don't Know",null,null,null,"Unknown","Not Applicable",null,null,"Lead Status Unknown"]
[{"$f":"IF(AND(ISBLANK(INDEX($G:$G,)), ISBLANK(INDEX($C:$C,))), \"\", 'PWS Records (System Entry)'!$D$4)","v":"LA1079001"},{"$f":"IF(AND(ISBLANK(INDEX($G:$G,)), ISBLANK(INDEX($C:$C,))), \"\", 'PWS Records (System Entry)'!$D$3)","v":"City of Alexandria Water System"},"1236 SOUTHAMPTON DR","ALEXANDRIA","LA",71303,10714920,31.2860625,-92.480225200000007,null,"Unknown","Not Applicable","Don't Know",null,null,null,"Unknown","Not Applicable",null,null,"Lead Status Unknown"]
[{"$f":"IF(AND(ISBLANK(INDEX($G:$G,)), ISBLANK(INDEX($C:$C,))), \"\", 'PWS Records (System Entry)'!$D$4)","v":"LA1079001"},{"$f":"IF(AND(ISBLANK(INDEX($G:$G,)), ISBLANK(INDEX($C:$C,))), \"\", 'PWS Records (System Entry)'!$D$3)","v":"City of Alexandria Water System"},"1236 SOUTHAMPTON DR","ALEXANDRIA","LA",71303,10714923,31.2860625,-92.480225200000007,null,"Unknown","Not Applicable","Don't Know",null,null,null,"Unknown","Not Applicable",null,null,"Lead Status Unknown"]
[{"$f":"IF(AND(ISBLANK(INDEX($G:$G,)), ISBLANK(INDEX($C:$C,))), \"\", 'PWS Records (System Entry)'!$D$4)","v":"LA1079001"},{"$f":"IF(AND(ISBLANK(INDEX($G:$G,)), ISBLANK(INDEX($C:$C,))), \"\", 'PWS Records (System Entry)'!$D$3)","v":"City of Alexandria Water System"},"2704 3RD ST","ALEXANDRIA","LA",71303,10714922,31.300252,-92.430774799999995,null,"Unknown","Not Applicable","Don't Know",null,null,null,"Unknown","Not Applicable",null,null,"Lead Status Unknown"]
[{"$f":"IF(AND(ISBLANK(INDEX($G:$G,)), ISBLANK(INDEX($C:$C,))), \"\", 'PWS Records (System Entry)'!$D$4)","v":"LA1079001"},{"$f":"IF(AND(ISBLANK(INDEX($G:$G,)), ISBLANK(INDEX($C:$C,))), \"\", 'PWS Records (System Entry)'!$D$3)","v":"City of Alexandria Water System"},"1013 COUNCIL DR BLDG 4217-A","ALEXANDRIA","LA",71303,10714921,31.326673,-92.523388499999996,null,"Unknown","Not Applicable","Don't Know",null,null,null,"Unknown","Not Applicable",null,null,"Lead Status Unknown"]
[{"$f":"IF(AND(ISBLANK(INDEX($G:$G,)), ISBLANK(INDEX($C:$C,))), \"\", 'PWS Records (System Entry)'!$D$4)","v":"LA1079001"},{"$f":"IF(AND(ISBLANK(INDEX($G:$G,)), ISBLANK(INDEX($C:$C,))), \"\", 'PWS Records (System Entry)'!$D$3)","v":"City of Alexandria Water System"},"1013 NORMAN DR APT B","ALEXANDRIA","LA",71303,10714924,31.326045700000002,-92.526738199999997,null,"Unknown","Not Applicable","Don't Know",null,null,null,"Unknown","Not Applicable",null,null,"Lead Status Unknown"]
[{"$f":"IF(AND(ISBLANK(INDEX($G:$G,)), ISBLANK(INDEX($C:$C,))), \"\", 'PWS Records (System Entry)'!$D$4)","v":"LA1079001"},{"$f":"IF(AND(ISBLANK(INDEX($G:$G,)), ISBLANK(INDEX($C:$C,))), \"\", 'PWS Records (System Entry)'!$D$3)","v":"City of Alexandria Water System"},"2704 8TH ST","ALEXANDRIA","LA",71303,10714925,31.2973623,-92.433766899999995,null,"Unknown","Not Applicable","Don't Know",null,null,null,"Unknown","Not Applicable",null,null,"Lead Status Unknown"]
[{"$f":"IF(AND(ISBLANK(INDEX($G:$G,)), ISBLANK(INDEX($C:$C,))), \"\", 'PWS Records (System Entry)'!$D$4)","v":"LA1079001"},{"$f":"IF(AND(ISBLANK(INDEX($G:$G,)), ISBLANK(INDEX($C:$C,))), \"\", 'PWS Records (System Entry)'!$D$3)","v":"City of Alexandria Water System"},"1236 WILSHIRE DR","ALEXANDRIA","LA",71303,10714926,31.287121899999999,-92.477610200000001,null,"Unknown","Not Applicable","Don't Know",null,null,null,"Unknown","Not Applicable",null,null,"Lead Status Unknown"]
[{"$f":"IF(AND(ISBLANK(INDEX($G:$G,)), ISBLANK(INDEX($C:$C,))), \"\", 'PWS Records (System Entry)'!$D$4)","v":"LA1079001"},{"$f":"IF(AND(ISBLANK(INDEX($G:$G,)), ISBLANK(INDEX($C:$C,))), \"\", 'PWS Records (System Entry)'!$D$3)","v":"City of Alexandria Water System"},"1013 NORMAN DR APT A","ALEXANDRIA","LA",71303,10714927,31.326045700000002,-92.526738199999997,null,"Unknown","Not Applicable","Don't Know",null,null,null,"Unknown","Not Applicable",null,null,"Lead Status Unknown"]
[{"$f":"IF(AND(ISBLANK(INDEX($G:$G,)), ISBLANK(INDEX($C:$C,))), \"\", 'PWS Records (System Entry)'!$D$4)","v":"LA1079001"},{"$f":"IF(AND(ISBLANK(INDEX($G:$G,)), ISBLANK(INDEX($C:$C,))), \"\", 'PWS Records (System Entry)'!$D$3)","v":"City of Alexandria Water System"},"2704 9TH ST","ALEXANDRIA","LA",71303,10714928,31.2964953,-92.434371400000003,null,"Unknown","Not Applicable","Don't Know",null,null,null,"Unknown","Not Applicable",null,null,"Lead Status Unknown"]
[{"$f":"IF(AND(ISBLANK(INDEX($G:$G,)), ISBLANK(INDEX($C:$C,))), \"\", 'PWS Records (System Entry)'!$D$4)","v":"LA1079001"},{"$f":"IF(AND(ISBLANK(INDEX($G:$G,)), ISBLANK(INDEX($C:$C,))), \"\", 'PWS Records (System Entry)'!$D$3)","v":"City of Alexandria Water System"},"1238 ELLIOTT ST","ALEXANDRIA","LA",71303,10714929,31.308667700000001,-92.453592499999999,null,"Unknown","Not Applicable","Don't Know",null,null,null,"Unknown","Not Applicable",null,null,"Lead Status Unknown"]
[{"$f":"IF(AND(ISBLANK(INDEX($G:$G,)), ISBLANK(INDEX($C:$C,))), \"\", 'PWS Records (System Entry)'!$D$4)","v":"LA1079001"},{"$f":"IF(AND(ISBLANK(INDEX($G:$G,)), ISBLANK(INDEX($C:$C,))), \"\", 'PWS Records (System Entry)'!$D$3)","v":"City of Alexandria Water System"},"2704 HILL ST","ALEXANDRIA","LA",71303,10714932,31.2929274,-92.463922800000006,null,"Unknown","Not Applicable","Don't Know",null,null,null,"Unknown","Not Applicable",null,null,"Lead Status Unknown"]
[{"$f":"IF(AND(ISBLANK(INDEX($G:$G,)), ISBLANK(INDEX($C:$C,))), \"\", 'PWS Records (System Entry)'!$D$4)","v":"LA1079001"},{"$f":"IF(AND(ISBLANK(INDEX($G:$G,)), ISBLANK(INDEX($C:$C,))), \"\", 'PWS Records (System Entry)'!$D$3)","v":"City of Alexandria Water System"},"2704 HILL ST","ALEXANDRIA","LA",71303,10714933,31.2929274,-92.463922800000006,null,"Unknown","Not Applicable","Don't Know",null,null,null,"Unknown","Not Applicable",null,null,"Lead Status Unknown"]
[{"$f":"IF(AND(ISBLANK(INDEX($G:$G,)), ISBLANK(INDEX($C:$C,))), \"\", 'PWS Records (System Entry)'!$D$4)","v":"LA1079001"},{"$f":"IF(AND(ISBLANK(INDEX($G:$G,)), ISBLANK(INDEX($C:$C,))), \"\", 'PWS Records (System Entry)'!$D$3)","v":"City of Alexandria Water System"},"1238 ELLIOTT ST UNIT B","ALEXANDRIA","LA",71301,10714930,31.308667700000001,-92.453592499999999,null,"Unknown","Not Applicable","Don't Know",null,null,null,"Unknown","Not Applicable",null,null,"Lead Status Unknown"]
[{"$f":"IF(AND(ISBLANK(INDEX($G:$G,)), ISBLANK(INDEX($C:$C,))), \"\", 'PWS Records (System Entry)'!$D$4)","v":"LA1079001"},{"$f":"IF(AND(ISBLANK(INDEX($G:$G,)), ISBLANK(INDEX($C:$C,))), \"\", 'PWS Records (System Entry)'!$D$3)","v":"City of Alexandria Water System"},"1013 OXFORD ST","ALEXANDRIA","LA",71303,10714931,31.2961043,-92.460351099999997,null,"Unknown","Not Applicable","Don't Know",null,null,null,"Unknown","Not Applicable",null,null,"Lead Status Unknown"]
[{"$f":"IF(AND(ISBLANK(INDEX($G:$G,)), ISBLANK(INDEX($C:$C,))), \"\", 'PWS Records (System Entry)'!$D$4)","v":"LA1079001"},{"$f":"IF(AND(ISBLANK(INDEX($G:$G,)), ISBLANK(INDEX($C:$C,))), \"\", 'PWS Records (System Entry)'!$D$3)","v":"City of Alexandria Water System"},"1238 SHIRLAND AVE","ALEXANDRIA","LA",71303,10714934,31.312867300000001,-92.457411100000002,null,"Unknown","Not Applicable","Don't Know",null,null,null,"Unknown","Not Applicable",null,null,"Lead Status Unknown"]
[{"$f":"IF(AND(ISBLANK(INDEX($G:$G,)), ISBLANK(INDEX($C:$C,))), \"\", 'PWS Records (System Entry)'!$D$4)","v":"LA1079001"},{"$f":"IF(AND(ISBLANK(INDEX($G:$G,)), ISBLANK(INDEX($C:$C,))), \"\", 'PWS Records (System Entry)'!$D$3)","v":"City of Alexandria Water System"},"1013 PACKARD DR BLDG 3905","ALEXANDRIA","LA",71303,10714935,31.317262800000002,-92.525209399999994,null,"Unknown","Not Applicable","Don't Know",null,null,null,"Unknown","Not Applicable",null,null,"Lead Status Unknown"]
[{"$f":"IF(AND(ISBLANK(INDEX($G:$G,)), ISBLANK(INDEX($C:$C,))), \"\", 'PWS Records (System Entry)'!$D$4)","v":"LA1079001"},{"$f":"IF(AND(ISBLANK(INDEX($G:$G,)), ISBLANK(INDEX($C:$C,))), \"\", 'PWS Records (System Entry)'!$D$3)","v":"City of Alexandria Water System"},"1013 RAILROAD AVE","ALEXANDRIA","LA",71303,10714937,31.320709900000001,-92.465252100000001,null,"Non-Lead - Other","Installation Date after Lead Ban","Don't Know",null,null,null,"Non-Lead - Other","Installation Date after Lead Ban",null,null,"Non-Lead"]
[{"$f":"IF(AND(ISBLANK(INDEX($G:$G,)), ISBLANK(INDEX($C:$C,))), \"\", 'PWS Records (System Entry)'!$D$4)","v":"LA1079001"},{"$f":"IF(AND(ISBLANK(INDEX($G:$G,)), ISBLANK(INDEX($C:$C,))), \"\", 'PWS Records (System Entry)'!$D$3)","v":"City of Alexandria Water System"},"1239 CANTERBURY DR","ALEXANDRIA","LA",71303,10714936,31.286466799999999,-92.479045099999993,null,"Unknown","Not Applicable","Don't Know",null,null,null,"Unknown","Not Applicable",null,null,"Lead Status Unknown"]
[{"$f":"IF(AND(ISBLANK(INDEX($G:$G,)), ISBLANK(INDEX($C:$C,))), \"\", 'PWS Records (System Entry)'!$D$4)","v":"LA1079001"},{"$f":"IF(AND(ISBLANK(INDEX($G:$G,)), ISBLANK(INDEX($C:$C,))), \"\", 'PWS Records (System Entry)'!$D$3)","v":"City of Alexandria Water System"},"2704 SUMMERWOOD LN","ALEXANDRIA","LA",71303,10714938,31.315422600000002,-92.479631100000006,null,"Non-Lead - Plastic","Installation Date after Lead Ban","Don't Know",null,null,null,"Non-Lead - Plastic","Installation Date after Lead Ban",null,null,"Non-Lead"]
[{"$f":"IF(AND(ISBLANK(INDEX($G:$G,)), ISBLANK(INDEX($C:$C,))), \"\", 'PWS Records (System Entry)'!$D$4)","v":"LA1079001"},{"$f":"IF(AND(ISBLANK(INDEX($G:$G,)), ISBLANK(INDEX($C:$C,))), \"\", 'PWS Records (System Entry)'!$D$3)","v":"City of Alexandria Water System"},"1239 HEYMAN LN","ALEXANDRIA","LA",71303,10714940,31.2851164,-92.481295299999999,null,"Unknown","Not Applicable","Don't Know",null,null,null,"Unknown","Not Applicable",null,null,"Lead Status Unknown"]
[{"$f":"IF(AND(ISBLANK(INDEX($G:$G,)), ISBLANK(INDEX($C:$C,))), \"\", 'PWS Records (System Entry)'!$D$4)","v":"LA1079001"},{"$f":"IF(AND(ISBLANK(INDEX($G:$G,)), ISBLANK(INDEX($C:$C,))), \"\", 'PWS Records (System Entry)'!$D$3)","v":"City of Alexandria Water System"},"1013 ROYCE DR BLDG 3705","ALEXANDRIA","LA",71303,10714939,31.3151583,-92.525452400000006,null,"Unknown","Not Applicable","Don't Know",null,null,null,"Unknown","Not Applicable",null,null,"Lead Status Unknown"]
[{"$f":"IF(AND(ISBLANK(INDEX($G:$G,)), ISBLANK(INDEX($C:$C,))), \"\", 'PWS Records (System Entry)'!$D$4)","v":"LA1079001"},{"$f":"IF(AND(ISBLANK(INDEX($G:$G,)), ISBLANK(INDEX($C:$C,))), \"\", 'PWS Records (System Entry)'!$D$3)","v":"City of Alexandria Water System"},"1013 SCHILLING DR BLDG 4006-A","ALEXANDRIA","LA",71303,10714941,31.318498900000002,-92.524943199999996,null,"Unknown","Not Applicable","Don't Know",null,null,null,"Unknown","Not Applicable",null,null,"Lead Status Unknown"]
[{"$f":"IF(AND(ISBLANK(INDEX($G:$G,)), ISBLANK(INDEX($C:$C,))), \"\", 'PWS Records (System Entry)'!$D$4)","v":"LA1079001"},{"$f":"IF(AND(ISBLANK(INDEX($G:$G,)), ISBLANK(INDEX($C:$C,))), \"\", 'PWS Records (System Entry)'!$D$3)","v":"City of Alexandria Water System"},"2704 WILLOW GLEN RIVER RD","ALEXANDRIA","LA",71302,10714942,31.280589500000001,-92.431777100000005,null,"Non-Lead - Other","Installation Record (for example, tap card)","Don't Know",null,null,null,"Non-Lead - Other","Installation Record (for example, tap card)",null,null,"Non-Lead"]
[{"$f":"IF(AND(ISBLANK(INDEX($G:$G,)), ISBLANK(INDEX($C:$C,))), \"\", 'PWS Records (System Entry)'!$D$4)","v":"LA1079001"},{"$f":"IF(AND(ISBLANK(INDEX($G:$G,)), ISBLANK(INDEX($C:$C,))), \"\", 'PWS Records (System Entry)'!$D$3)","v":"City of Alexandria Water System"},"1239 JACKSON ST","ALEXANDRIA","LA",71303,10714943,31.306907800000001,-92.452066599999995,null,"Unknown","Not Applicable","Don't Know",null,null,null,"Unknown","Not Applicable",null,null,"Lead Status Unknown"]
[{"$f":"IF(AND(ISBLANK(INDEX($G:$G,)), ISBLANK(INDEX($C:$C,))), \"\", 'PWS Records (System Entry)'!$D$4)","v":"LA1079001"},{"$f":"IF(AND(ISBLANK(INDEX($G:$G,)), ISBLANK(INDEX($C:$C,))), \"\", 'PWS Records (System Entry)'!$D$3)","v":"City of Alexandria Water System"},"1013 SCHILLING DR BLDG 4006-B","ALEXANDRIA","LA",71303,10714944,31.318498900000002,-92.524943199999996,null,"Unknown","Not Applicable","Don't Know",null,null,null,"Unknown","Not Applicable",null,null,"Lead Status Unknown"]
[{"$f":"IF(AND(ISBLANK(INDEX($G:$G,)), ISBLANK(INDEX($C:$C,))), \"\", 'PWS Records (System Entry)'!$D$4)","v":"LA1079001"},{"$f":"IF(AND(ISBLANK(INDEX($G:$G,)), ISBLANK(INDEX($C:$C,))), \"\", 'PWS Records (System Entry)'!$D$3)","v":"City of Alexandria Water System"},"2705 HILL ST","ALEXANDRIA","LA",71303,10714946,31.292805300000001,-92.464114699999996,null,"Unknown","Not Applicable","Don't Know",null,null,null,"Unknown","Not Applicable",null,null,"Lead Status Unknown"]
[{"$f":"IF(AND(ISBLANK(INDEX($G:$G,)), ISBLANK(INDEX($C:$C,))), \"\", 'PWS Records (System Entry)'!$D$4)","v":"LA1079001"},{"$f":"IF(AND(ISBLANK(INDEX($G:$G,)), ISBLANK(INDEX($C:$C,))), \"\", 'PWS Records (System Entry)'!$D$3)","v":"City of Alexandria Water System"},"1239 SOUTHAMPTON DR","ALEXANDRIA","LA",71303,10714945,31.286016499999999,-92.480148400000004,null,"Unknown","Not Applicable","Don't Know",null,null,null,"Unknown","Not Applicable",null,null,"Lead Status Unknown"]
[{"$f":"IF(AND(ISBLANK(INDEX($G:$G,)), ISBLANK(INDEX($C:$C,))), \"\", 'PWS Records (System Entry)'!$D$4)","v":"LA1079001"},{"$f":"IF(AND(ISBLANK(INDEX($G:$G,)), ISBLANK(INDEX($C:$C,))), \"\", 'PWS Records (System Entry)'!$D$3)","v":"City of Alexandria Water System"},"1013 SEBILLE DR BLDG 3806","ALEXANDRIA","LA",71303,10714947,31.3163901,-92.525054900000001,null,"Unknown","Not Applicable","Don't Know",null,null,null,"Unknown","Not Applicable",null,null,"Lead Status Unknown"]
[{"$f":"IF(AND(ISBLANK(INDEX($G:$G,)), ISBLANK(INDEX($C:$C,))), \"\", 'PWS Records (System Entry)'!$D$4)","v":"LA1079001"},{"$f":"IF(AND(ISBLANK(INDEX($G:$G,)), ISBLANK(INDEX($C:$C,))), \"\", 'PWS Records (System Entry)'!$D$3)","v":"City of Alexandria Water System"},"1239 WILSHIRE DR","ALEXANDRIA","LA",71303,10714948,31.287333799999999,-92.477453199999999,null,"Unknown","Not Applicable","Don't Know",null,null,null,"Unknown","Not Applicable",null,null,"Lead Status Unknown"]
[{"$f":"IF(AND(ISBLANK(INDEX($G:$G,)), ISBLANK(INDEX($C:$C,))), \"\", 'PWS Records (System Entry)'!$D$4)","v":"LA1079001"},{"$f":"IF(AND(ISBLANK(INDEX($G:$G,)), ISBLANK(INDEX($C:$C,))), \"\", 'PWS Records (System Entry)'!$D$3)","v":"City of Alexandria Water System"},"2705 LASALLE DR","ALEXANDRIA","LA",71303,10714951,31.319483099999999,-92.481508399999996,null,"Unknown","Not Applicable","Don't Know",null,null,null,"Unknown","Not Applicable",null,null,"Lead Status Unknown"]
[{"$f":"IF(AND(ISBLANK(INDEX($G:$G,)), ISBLANK(INDEX($C:$C,))), \"\", 'PWS Records (System Entry)'!$D$4)","v":"LA1079001"},{"$f":"IF(AND(ISBLANK(INDEX($G:$G,)), ISBLANK(INDEX($C:$C,))), \"\", 'PWS Records (System Entry)'!$D$3)","v":"City of Alexandria Water System"},"1013 SOUTH ST","ALEXANDRIA","LA",71303,10714949,31.319209399999998,-92.466821199999998,null,"Unknown","Not Applicable","Don't Know",null,null,null,"Unknown","Not Applicable",null,null,"Lead Status Unknown"]
[{"$f":"IF(AND(ISBLANK(INDEX($G:$G,)), ISBLANK(INDEX($C:$C,))), \"\", 'PWS Records (System Entry)'!$D$4)","v":"LA1079001"},{"$f":"IF(AND(ISBLANK(INDEX($G:$G,)), ISBLANK(INDEX($C:$C,))), \"\", 'PWS Records (System Entry)'!$D$3)","v":"City of Alexandria Water System"},"124 14TH ST","ALEXANDRIA","LA",71303,10714950,31.310369900000001,-92.457320699999997,null,"Unknown","Not Applicable","Don't Know",null,null,null,"Unknown","Not Applicable",null,null,"Lead Status Unknown"]
[{"$f":"IF(AND(ISBLANK(INDEX($G:$G,)), ISBLANK(INDEX($C:$C,))), \"\", 'PWS Records (System Entry)'!$D$4)","v":"LA1079001"},{"$f":"IF(AND(ISBLANK(INDEX($G:$G,)), ISBLANK(INDEX($C:$C,))), \"\", 'PWS Records (System Entry)'!$D$3)","v":"City of Alexandria Water System"},"1014 13TH ST","ALEXANDRIA","LA",71303,10714952,31.305603900000001,-92.450910699999994,null,"Unknown","Not Applicable","Don't Know",null,null,null,"Unknown","Not Applicable",null,null,"Lead Status Unknown"]
[{"$f":"IF(AND(ISBLANK(INDEX($G:$G,)), ISBLANK(INDEX($C:$C,))), \"\", 'PWS Records (System Entry)'!$D$4)","v":"LA1079001"},{"$f":"IF(AND(ISBLANK(INDEX($G:$G,)), ISBLANK(INDEX($C:$C,))), \"\", 'PWS Records (System Entry)'!$D$3)","v":"City of Alexandria Water System"},"124 BENTLEY ST","ALEXANDRIA","LA",71303,10714953,31.302700399999999,-92.469047500000002,null,"Non-Lead - Plastic","Installation Record (for example, tap card)","Don't Know",null,null,null,"Unknown","Not Applicable",null,null,"Lead Status Unknown"]
[{"$f":"IF(AND(ISBLANK(INDEX($G:$G,)), ISBLANK(INDEX($C:$C,))), \"\", 'PWS Records (System Entry)'!$D$4)","v":"LA1079001"},{"$f":"IF(AND(ISBLANK(INDEX($G:$G,)), ISBLANK(INDEX($C:$C,))), \"\", 'PWS Records (System Entry)'!$D$3)","v":"City of Alexandria Water System"},"2705 NEW YORK AVE","ALEXANDRIA","LA",71303,10714954,31.287043199999999,-92.439378000000005,null,"Unknown","Not Applicable","Don't Know",null,null,null,"Unknown","Not Applicable",null,null,"Lead Status Unknown"]
[{"$f":"IF(AND(ISBLANK(INDEX($G:$G,)), ISBLANK(INDEX($C:$C,))), \"\", 'PWS Records (System Entry)'!$D$4)","v":"LA1079001"},{"$f":"IF(AND(ISBLANK(INDEX($G:$G,)), ISBLANK(INDEX($C:$C,))), \"\", 'PWS Records (System Entry)'!$D$3)","v":"City of Alexandria Water System"},"1014 3RD ST APT A","ALEXANDRIA","LA",71303,10714955,31.3110699,-92.444428200000004,null,"Unknown","Not Applicable","Don't Know",null,null,null,"Unknown","Not Applicable",null,null,"Lead Status Unknown"]
[{"$f":"IF(AND(ISBLANK(INDEX($G:$G,)), ISBLANK(INDEX($C:$C,))), \"\", 'PWS Records (System Entry)'!$D$4)","v":"LA1079001"},{"$f":"IF(AND(ISBLANK(INDEX($G:$G,)), ISBLANK(INDEX($C:$C,))), \"\", 'PWS Records (System Entry)'!$D$3)","v":"City of Alexandria Water System"},"124 COLONIAL DR","ALEXANDRIA","LA",71303,10714956,31.302367400000001,-92.470189099999999,null,"Non-Lead - Plastic","Installation Record (for example, tap card)","Don't Know",null,null,null,"Unknown","Not Applicable",null,null,"Lead Status Unknown"]
[{"$f":"IF(AND(ISBLANK(INDEX($G:$G,)), ISBLANK(INDEX($C:$C,))), \"\", 'PWS Records (System Entry)'!$D$4)","v":"LA1079001"},{"$f":"IF(AND(ISBLANK(INDEX($G:$G,)), ISBLANK(INDEX($C:$C,))), \"\", 'PWS Records (System Entry)'!$D$3)","v":"City of Alexandria Water System"},"2705 WISE ST","ALEXANDRIA","LA",71303,10714958,31.2885864,-92.447909899999999,null,"Unknown","Not Applicable","Don't Know",null,null,null,"Unknown","Not Applicable",null,null,"Lead Status Unknown"]
[{"$f":"IF(AND(ISBLANK(INDEX($G:$G,)), ISBLANK(INDEX($C:$C,))), \"\", 'PWS Records (System Entry)'!$D$4)","v":"LA1079001"},{"$f":"IF(AND(ISBLANK(INDEX($G:$G,)), ISBLANK(INDEX($C:$C,))), \"\", 'PWS Records (System Entry)'!$D$3)","v":"City of Alexandria Water System"},"1014 3RD ST APT B","ALEXANDRIA","LA",71302,10714957,31.3110699,-92.444428200000004,null,"Unknown","Not Applicable","Don't Know",null,null,null,"Unknown","Not Applicable",null,null,"Lead Status Unknown"]
[{"$f":"IF(AND(ISBLANK(INDEX($G:$G,)), ISBLANK(INDEX($C:$C,))), \"\", 'PWS Records (System Entry)'!$D$4)","v":"LA1079001"},{"$f":"IF(AND(ISBLANK(INDEX($G:$G,)), ISBLANK(INDEX($C:$C,))), \"\", 'PWS Records (System Entry)'!$D$3)","v":"City of Alexandria Water System"},"124 COOK AVE","ALEXANDRIA","LA",71303,10714959,31.305834399999998,-92.461301300000002,null,"Unknown","Not Applicable","Don't Know",null,null,null,"Unknown","Not Applicable",null,null,"Lead Status Unknown"]
[{"$f":"IF(AND(ISBLANK(INDEX($G:$G,)), ISBLANK(INDEX($C:$C,))), \"\", 'PWS Records (System Entry)'!$D$4)","v":"LA1079001"},{"$f":"IF(AND(ISBLANK(INDEX($G:$G,)), ISBLANK(INDEX($C:$C,))), \"\", 'PWS Records (System Entry)'!$D$3)","v":"City of Alexandria Water System"},"1014 BROOKS BLVD","ALEXANDRIA","LA",71303,10714960,31.303773400000001,-92.514584099999993,null,"Non-Lead - Other","Installation Record (for example, tap card)","Don't Know",null,null,null,"Non-Lead - Other","Installation Record (for example, tap card)",null,null,"Non-Lead"]
[{"$f":"IF(AND(ISBLANK(INDEX($G:$G,)), ISBLANK(INDEX($C:$C,))), \"\", 'PWS Records (System Entry)'!$D$4)","v":"LA1079001"},{"$f":"IF(AND(ISBLANK(INDEX($G:$G,)), ISBLANK(INDEX($C:$C,))), \"\", 'PWS Records (System Entry)'!$D$3)","v":"City of Alexandria Water System"},"2706 WOODLAWN DR","ALEXANDRIA","LA",71303,10714963,31.318802099999999,-92.480956300000003,null,"Unknown","Not Applicable","Don't Know",null,null,null,"Unknown","Not Applicable",null,null,"Lead Status Unknown"]
[{"$f":"IF(AND(ISBLANK(INDEX($G:$G,)), ISBLANK(INDEX($C:$C,))), \"\", 'PWS Records (System Entry)'!$D$4)","v":"LA1079001"},{"$f":"IF(AND(ISBLANK(INDEX($G:$G,)), ISBLANK(INDEX($C:$C,))), \"\", 'PWS Records (System Entry)'!$D$3)","v":"City of Alexandria Water System"},"1014 COUNCIL DR BLDG 4303-A","ALEXANDRIA","LA",71303,10714961,31.326660799999999,-92.523239599999997,null,"Unknown","Not Applicable","Don't Know",null,null,null,"Unknown","Not Applicable",null,null,"Lead Status Unknown"]
[{"$f":"IF(AND(ISBLANK(INDEX($G:$G,)), ISBLANK(INDEX($C:$C,))), \"\", 'PWS Records (System Entry)'!$D$4)","v":"LA1079001"},{"$f":"IF(AND(ISBLANK(INDEX($G:$G,)), ISBLANK(INDEX($C:$C,))), \"\", 'PWS Records (System Entry)'!$D$3)","v":"City of Alexandria Water System"},"124 GEORGETOWN DR","ALEXANDRIA","LA",71303,10714962,31.3020329,-92.485014100000001,null,"Non-Lead - Plastic","Installation Record (for example, tap card)","Don't Know",null,null,null,"Unknown","Not Applicable",null,null,"Lead Status Unknown"]
[{"$f":"IF(AND(ISBLANK(INDEX($G:$G,)), ISBLANK(INDEX($C:$C,))), \"\", 'PWS Records (System Entry)'!$D$4)","v":"LA1079001"},{"$f":"IF(AND(ISBLANK(INDEX($G:$G,)), ISBLANK(INDEX($C:$C,))), \"\", 'PWS Records (System Entry)'!$D$3)","v":"City of Alexandria Water System"},"1014 COUNCIL DR BLDG 4303-B","ALEXANDRIA","LA",71303,10714964,31.326660799999999,-92.523239599999997,null,"Unknown","Not Applicable","Don't Know",null,null,null,"Unknown","Not Applicable",null,null,"Lead Status Unknown"]
[{"$f":"IF(AND(ISBLANK(INDEX($G:$G,)), ISBLANK(INDEX($C:$C,))), \"\", 'PWS Records (System Entry)'!$D$4)","v":"LA1079001"},{"$f":"IF(AND(ISBLANK(INDEX($G:$G,)), ISBLANK(INDEX($C:$C,))), \"\", 'PWS Records (System Entry)'!$D$3)","v":"City of Alexandria Water System"},"124 KATHRYN ST","ALEXANDRIA","LA",71303,10714965,31.312007300000001,-92.466238500000003,null,"Unknown","Not Applicable","Don't Know",null,null,null,"Unknown","Not Applicable",null,null,"Lead Status Unknown"]
[{"$f":"IF(AND(ISBLANK(INDEX($G:$G,)), ISBLANK(INDEX($C:$C,))), \"\", 'PWS Records (System Entry)'!$D$4)","v":"LA1079001"},{"$f":"IF(AND(ISBLANK(INDEX($G:$G,)), ISBLANK(INDEX($C:$C,))), \"\", 'PWS Records (System Entry)'!$D$3)","v":"City of Alexandria Water System"},"2707 8TH ST","ALEXANDRIA","LA",71303,10714966,31.297316299999999,-92.433606999999995,null,"Unknown","Not Applicable","Don't Know",null,null,null,"Unknown","Not Applicable",null,null,"Lead Status Unknown"]
[{"$f":"IF(AND(ISBLANK(INDEX($G:$G,)), ISBLANK(INDEX($C:$C,))), \"\", 'PWS Records (System Entry)'!$D$4)","v":"LA1079001"},{"$f":"IF(AND(ISBLANK(INDEX($G:$G,)), ISBLANK(INDEX($C:$C,))), \"\", 'PWS Records (System Entry)'!$D$3)","v":"City of Alexandria Water System"},"124 MARY LN","ALEXANDRIA","LA",71303,10714969,31.301781200000001,-92.471219899999994,null,"Unknown","Not Applicable","Don't Know",null,null,null,"Unknown","Not Applicable",null,null,"Lead Status Unknown"]
[{"$f":"IF(AND(ISBLANK(INDEX($G:$G,)), ISBLANK(INDEX($C:$C,))), \"\", 'PWS Records (System Entry)'!$D$4)","v":"LA1079001"},{"$f":"IF(AND(ISBLANK(INDEX($G:$G,)), ISBLANK(INDEX($C:$C,))), \"\", 'PWS Records (System Entry)'!$D$3)","v":"City of Alexandria Water System"},"1014 OXFORD ST","ALEXANDRIA","LA",71303,10714967,31.296039499999999,-92.4603848,null,"Unknown","Not Applicable","Don't Know",null,null,null,"Unknown","Not Applicable",null,null,"Lead Status Unknown"]
[{"$f":"IF(AND(ISBLANK(INDEX($G:$G,)), ISBLANK(INDEX($C:$C,))), \"\", 'PWS Records (System Entry)'!$D$4)","v":"LA1079001"},{"$f":"IF(AND(ISBLANK(INDEX($G:$G,)), ISBLANK(INDEX($C:$C,))), \"\", 'PWS Records (System Entry)'!$D$3)","v":"City of Alexandria Water System"},"2707 HYNSON ST","ALEXANDRIA","LA",71303,10714968,31.3057479,-92.472536000000005,null,"Unknown","Not Applicable","Don't Know",null,null,null,"Unknown","Not Applicable",null,null,"Lead Status Unknown"]
[{"$f":"IF(AND(ISBLANK(INDEX($G:$G,)), ISBLANK(INDEX($C:$C,))), \"\", 'PWS Records (System Entry)'!$D$4)","v":"LA1079001"},{"$f":"IF(AND(ISBLANK(INDEX($G:$G,)), ISBLANK(INDEX($C:$C,))), \"\", 'PWS Records (System Entry)'!$D$3)","v":"City of Alexandria Water System"},"1014 PACKARD DR BLDG 3820","ALEXANDRIA","LA",71303,10714970,31.317304,-92.524988699999994,null,"Unknown","Not Applicable","Don't Know",null,null,null,"Unknown","Not Applicable",null,null,"Lead Status Unknown"]
[{"$f":"IF(AND(ISBLANK(INDEX($G:$G,)), ISBLANK(INDEX($C:$C,))), \"\", 'PWS Records (System Entry)'!$D$4)","v":"LA1079001"},{"$f":"IF(AND(ISBLANK(INDEX($G:$G,)), ISBLANK(INDEX($C:$C,))), \"\", 'PWS Records (System Entry)'!$D$3)","v":"City of Alexandria Water System"},"124 MARY ST APT 1/2","ALEXANDRIA","LA",71303,10714971,31.304705999999999,-92.465485999999999,null,"Unknown","Not Applicable","Don't Know",null,null,null,"Unknown","Not Applicable",null,null,"Lead Status Unknown"]
[{"$f":"IF(AND(ISBLANK(INDEX($G:$G,)), ISBLANK(INDEX($C:$C,))), \"\", 'PWS Records (System Entry)'!$D$4)","v":"LA1079001"},{"$f":"IF(AND(ISBLANK(INDEX($G:$G,)), ISBLANK(INDEX($C:$C,))), \"\", 'PWS Records (System Entry)'!$D$3)","v":"City of Alexandria Water System"},"2707 MADONNA DR","ALEXANDRIA","LA",71303,10714973,31.2965187,-92.469100800000007,null,"Unknown","Not Applicable","Don't Know",null,null,null,"Unknown","Not Applicable",null,null,"Lead Status Unknown"]
[{"$f":"IF(AND(ISBLANK(INDEX($G:$G,)), ISBLANK(INDEX($C:$C,))), \"\", 'PWS Records (System Entry)'!$D$4)","v":"LA1079001"},{"$f":"IF(AND(ISBLANK(INDEX($G:$G,)), ISBLANK(INDEX($C:$C,))), \"\", 'PWS Records (System Entry)'!$D$3)","v":"City of Alexandria Water System"},"1014 PAPIN ST","ALEXANDRIA","LA",71303,10714972,31.290945600000001,-92.429764199999994,null,"Unknown","Not Applicable","Don't Know",null,null,null,"Unknown","Not Applicable",null,null,"Lead Status Unknown"]
[{"$f":"IF(AND(ISBLANK(INDEX($G:$G,)), ISBLANK(INDEX($C:$C,))), \"\", 'PWS Records (System Entry)'!$D$4)","v":"LA1079001"},{"$f":"IF(AND(ISBLANK(INDEX($G:$G,)), ISBLANK(INDEX($C:$C,))), \"\", 'PWS Records (System Entry)'!$D$3)","v":"City of Alexandria Water System"},"124 PECAN BAYOU DR","ALEXANDRIA","LA",71303,10714974,31.2872056,-92.512629099999998,null,"Non-Lead - Other","Installation Record (for example, tap card)","Don't Know",null,null,null,"Non-Lead - Other","Installation Record (for example, tap card)",null,null,"Non-Lead"]
[{"$f":"IF(AND(ISBLANK(INDEX($G:$G,)), ISBLANK(INDEX($C:$C,))), \"\", 'PWS Records (System Entry)'!$D$4)","v":"LA1079001"},{"$f":"IF(AND(ISBLANK(INDEX($G:$G,)), ISBLANK(INDEX($C:$C,))), \"\", 'PWS Records (System Entry)'!$D$3)","v":"City of Alexandria Water System"},"124 PECAN BAYOU DR","ALEXANDRIA","LA",71303,10714975,31.2872056,-92.512629099999998,null,"Non-Lead - Other","Installation Record (for example, tap card)","Don't Know",null,null,null,"Non-Lead - Other","Installation Record (for example, tap card)",null,null,"Non-Lead"]
[{"$f":"IF(AND(ISBLANK(INDEX($G:$G,)), ISBLANK(INDEX($C:$C,))), \"\", 'PWS Records (System Entry)'!$D$4)","v":"LA1079001"},{"$f":"IF(AND(ISBLANK(INDEX($G:$G,)), ISBLANK(INDEX($C:$C,))), \"\", 'PWS Records (System Entry)'!$D$3)","v":"City of Alexandria Water System"},"1014 SCHILLING DR BLDG 3918-A","ALEXANDRIA","LA",71303,10714976,31.3184565,-92.524907299999995,null,"Unknown","Not Applicable","Don't Know",null,null,null,"Unknown","Not Applicable",null,null,"Lead Status Unknown"]
[{"$f":"IF(AND(ISBLANK(INDEX($G:$G,)), ISBLANK(INDEX($C:$C,))), \"\", 'PWS Records (System Entry)'!$D$4)","v":"LA1079001"},{"$f":"IF(AND(ISBLANK(INDEX($G:$G,)), ISBLANK(INDEX($C:$C,))), \"\", 'PWS Records (System Entry)'!$D$3)","v":"City of Alexandria Water System"},"2707 MONROE ST","ALEXANDRIA","LA",71303,10714977,31.302973300000001,-92.471234499999994,null,"Unknown","Not Applicable","Don't Know",null,null,null,"Unknown","Not Applicable",null,null,"Lead Status Unknown"]
[{"$f":"IF(AND(ISBLANK(INDEX($G:$G,)), ISBLANK(INDEX($C:$C,))), \"\", 'PWS Records (System Entry)'!$D$4)","v":"LA1079001"},{"$f":"IF(AND(ISBLANK(INDEX($G:$G,)), ISBLANK(INDEX($C:$C,))), \"\", 'PWS Records (System Entry)'!$D$3)","v":"City of Alexandria Water System"},"124 ROBERTS ST","ALEXANDRIA","LA",71303,10714978,31.3052855,-92.463693199999994,null,"Unknown","Not Applicable","Don't Know",null,null,null,"Unknown","Not Applicable",null,null,{"$f":"IF(AND(INDEX($K:$K,)=\"\", INDEX($L:$L,)=\"\", INDEX($M:$M,)=\"\", INDEX($Q:$Q,)=\"\", INDEX($R:$R,)=\"\"), \"\", IF(OR(INDEX($K:$K,)=\"Lead\",INDEX($Q:$Q,)=\"Lead\"),\"Lead\",IF(OR(AND(OR(INDEX($M:$M,)=\"Yes\", INDEX($M:$M,)=\"Don't Know\", INDEX($M:$M,)=\"\"), INDEX($Q:$Q,)=\"Galvanized Iron/Steel\"), AND(INDEX($K:$K,)=\"Unknown\", INDEX($M:$M,)=\"No\", INDEX($Q:$Q,)=\"Galvanized Iron/Steel\")), \"Galvanized Requiring Replacement\", IF(OR(AND(OR(INDEX($K:$K,)=\"Galvanized Iron/Steel\", INDEX($K:$K,)=\"Non-Lead - Copper\", INDEX($K:$K,)=\"Non-Lead - Plastic\", INDEX($K:$K,)=\"Non-Lead - Other\", INDEX($K:$K,)=\"Non-Lead - Material Unknown\", INDEX($K:$K,)=\"No System Owned Portion\"), OR(INDEX($Q:$Q,)=\"Galvanized Iron/Steel\", INDEX($Q:$Q,)=\"Non-Lead - Copper\", INDEX($Q:$Q,)=\"Non-Lead - Plastic\", INDEX($Q:$Q,)=\"Non-Lead - Other\", INDEX($Q:$Q,)=\"Non-Lead - Predictive Model\", INDEX($Q:$Q,)=\"No Customer Owned Portion\")), AND(OR( INDEX($K:$K,)=\"Galvanized Iron/Steel\", INDEX($K:$K,)=\"Non-Lead - Copper\", INDEX($K:$K,)=\"Non-Lead - Plastic\", INDEX($K:$K,)=\"Non-Lead - Other\", INDEX($K:$K,)=\"Non-Lead - Material Unknown\", INDEX($K:$K,)=\"No System Owned Portion\"), INDEX($M:$M,)=\"No\", INDEX($Q:$Q,)=\"Non-Lead - Material Unknown\")), \"Non-Lead\", \"Lead Status Unknown\"))))","v":"Lead Status Unknown"}]
[{"$f":"IF(AND(ISBLANK(INDEX($G:$G,)), ISBLANK(INDEX($C:$C,))), \"\", 'PWS Records (System Entry)'!$D$4)","v":"LA1079001"},{"$f":"IF(AND(ISBLANK(INDEX($G:$G,)), ISBLANK(INDEX($C:$C,))), \"\", 'PWS Records (System Entry)'!$D$3)","v":"City of Alexandria Water System"},"1014 SCHILLING DR BLDG 3918-B","ALEXANDRIA","LA",71303,10714979,31.3184565,-92.524907299999995,null,"Unknown","Not Applicable","Don't Know",null,null,null,"Unknown","Not Applicable",null,null,"Lead Status Unknown"]
[{"$f":"IF(AND(ISBLANK(INDEX($G:$G,)), ISBLANK(INDEX($C:$C,))), \"\", 'PWS Records (System Entry)'!$D$4)","v":"LA1079001"},{"$f":"IF(AND(ISBLANK(INDEX($G:$G,)), ISBLANK(INDEX($C:$C,))), \"\", 'PWS Records (System Entry)'!$D$3)","v":"City of Alexandria Water System"},"2708 6TH ST","ALEXANDRIA","LA",71303,10714980,31.298329599999999,-92.432558,null,"Unknown","Not Applicable","Don't Know",null,null,null,"Unknown","Not Applicable",null,null,"Lead Status Unknown"]
[{"$f":"IF(AND(ISBLANK(INDEX($G:$G,)), ISBLANK(INDEX($C:$C,))), \"\", 'PWS Records (System Entry)'!$D$4)","v":"LA1079001"},{"$f":"IF(AND(ISBLANK(INDEX($G:$G,)), ISBLANK(INDEX($C:$C,))), \"\", 'PWS Records (System Entry)'!$D$3)","v":"City of Alexandria Water System"},"1240 CANTERBURY DR","ALEXANDRIA","LA",71303,10714982,31.286462400000001,-92.479102100000006,null,"Unknown","Not Applicable","Don't Know",null,null,null,"Unknown","Not Applicable",null,null,"Lead Status Unknown"]
[{"$f":"IF(AND(ISBLANK(INDEX($G:$G,)), ISBLANK(INDEX($C:$C,))), \"\", 'PWS Records (System Entry)'!$D$4)","v":"LA1079001"},{"$f":"IF(AND(ISBLANK(INDEX($G:$G,)), ISBLANK(INDEX($C:$C,))), \"\", 'PWS Records (System Entry)'!$D$3)","v":"City of Alexandria Water System"},"1014 SEBILLE DR BLDG 3719","ALEXANDRIA","LA",71303,10714981,31.316346299999999,-92.525021899999999,null,"Unknown","Not Applicable","Don't Know",null,null,null,"Unknown","Not Applicable",null,null,"Lead Status Unknown"]
[{"$f":"IF(AND(ISBLANK(INDEX($G:$G,)), ISBLANK(INDEX($C:$C,))), \"\", 'PWS Records (System Entry)'!$D$4)","v":"LA1079001"},{"$f":"IF(AND(ISBLANK(INDEX($G:$G,)), ISBLANK(INDEX($C:$C,))), \"\", 'PWS Records (System Entry)'!$D$3)","v":"City of Alexandria Water System"},"2708 9TH ST","ALEXANDRIA","LA",71303,10714983,31.296402100000002,-92.434234799999999,null,"Unknown","Not Applicable","Don't Know",null,null,null,"Unknown","Not Applicable",null,null,"Lead Status Unknown"]
[{"$f":"IF(AND(ISBLANK(INDEX($G:$G,)), ISBLANK(INDEX($C:$C,))), \"\", 'PWS Records (System Entry)'!$D$4)","v":"LA1079001"},{"$f":"IF(AND(ISBLANK(INDEX($G:$G,)), ISBLANK(INDEX($C:$C,))), \"\", 'PWS Records (System Entry)'!$D$3)","v":"City of Alexandria Water System"},"1014 SOUTH ST","ALEXANDRIA","LA",71303,10714984,31.319276800000001,-92.466820400000003,null,"Unknown","Not Applicable","Don't Know",null,null,null,"Unknown","Not Applicable",null,null,"Lead Status Unknown"]
[{"$f":"IF(AND(ISBLANK(INDEX($G:$G,)), ISBLANK(INDEX($C:$C,))), \"\", 'PWS Records (System Entry)'!$D$4)","v":"LA1079001"},{"$f":"IF(AND(ISBLANK(INDEX($G:$G,)), ISBLANK(INDEX($C:$C,))), \"\", 'PWS Records (System Entry)'!$D$3)","v":"City of Alexandria Water System"},"1240 HUFFMAN ST","ALEXANDRIA","LA",71303,10714985,31.2941781,-92.447071899999997,null,"Unknown","Not Applicable","Don't Know",null,null,null,"Unknown","Not Applicable",null,null,"Lead Status Unknown"]
[{"$f":"IF(AND(ISBLANK(INDEX($G:$G,)), ISBLANK(INDEX($C:$C,))), \"\", 'PWS Records (System Entry)'!$D$4)","v":"LA1079001"},{"$f":"IF(AND(ISBLANK(INDEX($G:$G,)), ISBLANK(INDEX($C:$C,))), \"\", 'PWS Records (System Entry)'!$D$3)","v":"City of Alexandria Water System"},"2708 CULPEPPER RD APT A","ALEXANDRIA","LA",71302,10714986,31.264157300000001,-92.462593100000007,null,"Unknown","Not Applicable","Don't Know",null,null,null,"Unknown","Not Applicable",null,null,"Lead Status Unknown"]
[{"$f":"IF(AND(ISBLANK(INDEX($G:$G,)), ISBLANK(INDEX($C:$C,))), \"\", 'PWS Records (System Entry)'!$D$4)","v":"LA1079001"},{"$f":"IF(AND(ISBLANK(INDEX($G:$G,)), ISBLANK(INDEX($C:$C,))), \"\", 'PWS Records (System Entry)'!$D$3)","v":"City of Alexandria Water System"},"1014 STRACENER ST","ALEXANDRIA","LA",71303,10714987,31.320024,-92.466043799999994,null,"Unknown","Not Applicable","Don't Know",null,null,null,"Unknown","Not Applicable",null,null,"Lead Status Unknown"]
[{"$f":"IF(AND(ISBLANK(INDEX($G:$G,)), ISBLANK(INDEX($C:$C,))), \"\", 'PWS Records (System Entry)'!$D$4)","v":"LA1079001"},{"$f":"IF(AND(ISBLANK(INDEX($G:$G,)), ISBLANK(INDEX($C:$C,))), \"\", 'PWS Records (System Entry)'!$D$3)","v":"City of Alexandria Water System"},"1240 LANCASTER DR","ALEXANDRIA","LA",71303,10714988,31.286729699999999,-92.478211099999996,null,"Unknown","Not Applicable","Don't Know",null,null,null,"Unknown","Not Applicable",null,null,"Lead Status Unknown"]
[{"$f":"IF(AND(ISBLANK(INDEX($G:$G,)), ISBLANK(INDEX($C:$C,))), \"\", 'PWS Records (System Entry)'!$D$4)","v":"LA1079001"},{"$f":"IF(AND(ISBLANK(INDEX($G:$G,)), ISBLANK(INDEX($C:$C,))), \"\", 'PWS Records (System Entry)'!$D$3)","v":"City of Alexandria Water System"},"1014 TEXAS AVE","ALEXANDRIA","LA",71303,10714989,31.292397900000001,-92.474266700000001,null,"Unknown","Not Applicable","Don't Know",null,null,null,"Unknown","Not Applicable",null,null,"Lead Status Unknown"]
[{"$f":"IF(AND(ISBLANK(INDEX($G:$G,)), ISBLANK(INDEX($C:$C,))), \"\", 'PWS Records (System Entry)'!$D$4)","v":"LA1079001"},{"$f":"IF(AND(ISBLANK(INDEX($G:$G,)), ISBLANK(INDEX($C:$C,))), \"\", 'PWS Records (System Entry)'!$D$3)","v":"City of Alexandria Water System"},"1240 SOUTHAMPTON DR","ALEXANDRIA","LA",71303,10714991,31.285769999999999,-92.480111100000002,null,"Unknown","Not Applicable","Don't Know",null,null,null,"Unknown","Not Applicable",null,null,"Lead Status Unknown"]
[{"$f":"IF(AND(ISBLANK(INDEX($G:$G,)), ISBLANK(INDEX($C:$C,))), \"\", 'PWS Records (System Entry)'!$D$4)","v":"LA1079001"},{"$f":"IF(AND(ISBLANK(INDEX($G:$G,)), ISBLANK(INDEX($C:$C,))), \"\", 'PWS Records (System Entry)'!$D$3)","v":"City of Alexandria Water System"},"1240 SOUTHAMPTON DR","ALEXANDRIA","LA",71303,10714993,31.285769999999999,-92.480111100000002,null,"Unknown","Not Applicable","Don't Know",null,null,null,"Unknown","Not Applicable",null,null,"Lead Status Unknown"]
[{"$f":"IF(AND(ISBLANK(INDEX($G:$G,)), ISBLANK(INDEX($C:$C,))), \"\", 'PWS Records (System Entry)'!$D$4)","v":"LA1079001"},{"$f":"IF(AND(ISBLANK(INDEX($G:$G,)), ISBLANK(INDEX($C:$C,))), \"\", 'PWS Records (System Entry)'!$D$3)","v":"City of Alexandria Water System"},"2708 CULPEPPER RD APT B","ALEXANDRIA","LA",71302,10714990,31.264157300000001,-92.462593100000007,null,"Unknown","Not Applicable","Don't Know",null,null,null,"Unknown","Not Applicable",null,null,"Lead Status Unknown"]
[{"$f":"IF(AND(ISBLANK(INDEX($G:$G,)), ISBLANK(INDEX($C:$C,))), \"\", 'PWS Records (System Entry)'!$D$4)","v":"LA1079001"},{"$f":"IF(AND(ISBLANK(INDEX($G:$G,)), ISBLANK(INDEX($C:$C,))), \"\", 'PWS Records (System Entry)'!$D$3)","v":"City of Alexandria Water System"},"1014 W SHORE DR","ALEXANDRIA","LA",71301,10714992,31.260016,-92.493984100000006,null,"Non-Lead - Other","Installation Record (for example, tap card)","Don't Know",null,null,null,"Non-Lead - Other","Installation Record (for example, tap card)",null,null,"Non-Lead"]
[{"$f":"IF(AND(ISBLANK(INDEX($G:$G,)), ISBLANK(INDEX($C:$C,))), \"\", 'PWS Records (System Entry)'!$D$4)","v":"LA1079001"},{"$f":"IF(AND(ISBLANK(INDEX($G:$G,)), ISBLANK(INDEX($C:$C,))), \"\", 'PWS Records (System Entry)'!$D$3)","v":"City of Alexandria Water System"},"2708 HARRIS ST","ALEXANDRIA","LA",71303,10714994,31.288572599999998,-92.449120800000003,null,"Unknown","Not Applicable","Don't Know",null,null,null,"Unknown","Not Applicable",null,null,"Lead Status Unknown"]
[{"$f":"IF(AND(ISBLANK(INDEX($G:$G,)), ISBLANK(INDEX($C:$C,))), \"\", 'PWS Records (System Entry)'!$D$4)","v":"LA1079001"},{"$f":"IF(AND(ISBLANK(INDEX($G:$G,)), ISBLANK(INDEX($C:$C,))), \"\", 'PWS Records (System Entry)'!$D$3)","v":"City of Alexandria Water System"},"1015 BAYOU PL","ALEXANDRIA","LA",71303,10714995,31.306861699999999,-92.482050299999997,null,"Non-Lead - Plastic","Installation Date after Lead Ban","Don't Know",null,null,null,"Non-Lead - Plastic","Installation Date after Lead Ban",null,null,"Non-Lead"]
[{"$f":"IF(AND(ISBLANK(INDEX($G:$G,)), ISBLANK(INDEX($C:$C,))), \"\", 'PWS Records (System Entry)'!$D$4)","v":"LA1079001"},{"$f":"IF(AND(ISBLANK(INDEX($G:$G,)), ISBLANK(INDEX($C:$C,))), \"\", 'PWS Records (System Entry)'!$D$3)","v":"City of Alexandria Water System"},"1240 TEXAS AVE","ALEXANDRIA","LA",71303,10714996,31.2890847,-92.472933600000005,null,"Unknown","Not Applicable","Don't Know",null,null,null,"Unknown","Not Applicable",null,null,"Lead Status Unknown"]
[{"$f":"IF(AND(ISBLANK(INDEX($G:$G,)), ISBLANK(INDEX($C:$C,))), \"\", 'PWS Records (System Entry)'!$D$4)","v":"LA1079001"},{"$f":"IF(AND(ISBLANK(INDEX($G:$G,)), ISBLANK(INDEX($C:$C,))), \"\", 'PWS Records (System Entry)'!$D$3)","v":"City of Alexandria Water System"},"2708 HORSESHOE DR","ALEXANDRIA","LA",71301,10714997,31.258166299999999,-92.467258099999995,null,"Unknown","Not Applicable","Don't Know",null,null,null,"Unknown","Not Applicable",null,null,"Lead Status Unknown"]
[{"$f":"IF(AND(ISBLANK(INDEX($G:$G,)), ISBLANK(INDEX($C:$C,))), \"\", 'PWS Records (System Entry)'!$D$4)","v":"LA1079001"},{"$f":"IF(AND(ISBLANK(INDEX($G:$G,)), ISBLANK(INDEX($C:$C,))), \"\", 'PWS Records (System Entry)'!$D$3)","v":"City of Alexandria Water System"},"1015 BROOKS BLVD","ALEXANDRIA","LA",71303,10714998,31.303759599999999,-92.514637300000004,null,"Non-Lead - Other","Installation Record (for example, tap card)","Don't Know",null,null,null,"Non-Lead - Other","Installation Record (for example, tap card)",null,null,"Non-Lead"]
[{"$f":"IF(AND(ISBLANK(INDEX($G:$G,)), ISBLANK(INDEX($C:$C,))), \"\", 'PWS Records (System Entry)'!$D$4)","v":"LA1079001"},{"$f":"IF(AND(ISBLANK(INDEX($G:$G,)), ISBLANK(INDEX($C:$C,))), \"\", 'PWS Records (System Entry)'!$D$3)","v":"City of Alexandria Water System"},"1240 WILSHIRE DR","ALEXANDRIA","LA",71303,10714999,31.286926999999999,-92.477736500000006,null,"Unknown","Not Applicable","Don't Know",null,null,null,"Unknown","Not Applicable",null,null,"Lead Status Unknown"]
[{"$f":"IF(AND(ISBLANK(INDEX($G:$G,)), ISBLANK(INDEX($C:$C,))), \"\", 'PWS Records (System Entry)'!$D$4)","v":"LA1079001"},{"$f":"IF(AND(ISBLANK(INDEX($G:$G,)), ISBLANK(INDEX($C:$C,))), \"\", 'PWS Records (System Entry)'!$D$3)","v":"City of Alexandria Water System"},"2708 MONROE ST","ALEXANDRIA","LA",71303,10715000,31.302994699999999,-92.471323799999993,null,"Unknown","Not Applicable","Don't Know",null,null,null,"Unknown","Not Applicable",null,null,"Lead Status Unknown"]
[{"$f":"IF(AND(ISBLANK(INDEX($G:$G,)), ISBLANK(INDEX($C:$C,))), \"\", 'PWS Records (System Entry)'!$D$4)","v":"LA1079001"},{"$f":"IF(AND(ISBLANK(INDEX($G:$G,)), ISBLANK(INDEX($C:$C,))), \"\", 'PWS Records (System Entry)'!$D$3)","v":"City of Alexandria Water System"},"1015 CANDY LN","ALEXANDRIA","LA",71303,10715001,31.290728900000001,-92.480759000000006,null,"Unknown","Not Applicable","Don't Know",null,null,null,"Unknown","Not Applicable",null,null,"Lead Status Unknown"]
[{"$f":"IF(AND(ISBLANK(INDEX($G:$G,)), ISBLANK(INDEX($C:$C,))), \"\", 'PWS Records (System Entry)'!$D$4)","v":"LA1079001"},{"$f":"IF(AND(ISBLANK(INDEX($G:$G,)), ISBLANK(INDEX($C:$C,))), \"\", 'PWS Records (System Entry)'!$D$3)","v":"City of Alexandria Water System"},"1241 TEXAS AVE","ALEXANDRIA","LA",71303,10715002,31.288874199999999,-92.472786299999996,null,"Unknown","Not Applicable","Don't Know",null,null,null,"Unknown","Not Applicable",null,null,"Lead Status Unknown"]
[{"$f":"IF(AND(ISBLANK(INDEX($G:$G,)), ISBLANK(INDEX($C:$C,))), \"\", 'PWS Records (System Entry)'!$D$4)","v":"LA1079001"},{"$f":"IF(AND(ISBLANK(INDEX($G:$G,)), ISBLANK(INDEX($C:$C,))), \"\", 'PWS Records (System Entry)'!$D$3)","v":"City of Alexandria Water System"},"2708 SUMMERWOOD LN","ALEXANDRIA","LA",71303,10715003,31.315269600000001,-92.479515699999993,null,"Non-Lead - Plastic","Installation Date after Lead Ban","Don't Know",null,null,null,"Non-Lead - Plastic","Installation Date after Lead Ban",null,null,"Non-Lead"]
[{"$f":"IF(AND(ISBLANK(INDEX($G:$G,)), ISBLANK(INDEX($C:$C,))), \"\", 'PWS Records (System Entry)'!$D$4)","v":"LA1079001"},{"$f":"IF(AND(ISBLANK(INDEX($G:$G,)), ISBLANK(INDEX($C:$C,))), \"\", 'PWS Records (System Entry)'!$D$3)","v":"City of Alexandria Water System"},"1015 CINDERELLA CT","ALEXANDRIA","LA",71303,10715004,31.2906306,-92.481760699999995,null,"Unknown","Not Applicable","Don't Know",null,null,null,"Unknown","Not Applicable",null,null,"Lead Status Unknown"]
[{"$f":"IF(AND(ISBLANK(INDEX($G:$G,)), ISBLANK(INDEX($C:$C,))), \"\", 'PWS Records (System Entry)'!$D$4)","v":"LA1079001"},{"$f":"IF(AND(ISBLANK(INDEX($G:$G,)), ISBLANK(INDEX($C:$C,))), \"\", 'PWS Records (System Entry)'!$D$3)","v":"City of Alexandria Water System"},"1242 BROADWAY AVE","ALEXANDRIA","LA",71303,10715005,31.295025299999999,-92.436880700000003,null,"Unknown","Not Applicable","Don't Know",null,null,null,"Unknown","Not Applicable",null,null,"Lead Status Unknown"]
[{"$f":"IF(AND(ISBLANK(INDEX($G:$G,)), ISBLANK(INDEX($C:$C,))), \"\", 'PWS Records (System Entry)'!$D$4)","v":"LA1079001"},{"$f":"IF(AND(ISBLANK(INDEX($G:$G,)), ISBLANK(INDEX($C:$C,))), \"\", 'PWS Records (System Entry)'!$D$3)","v":"City of Alexandria Water System"},"2708 WISE ST","ALEXANDRIA","LA",71303,10715007,31.2882581,-92.448004100000006,null,"Unknown","Not Applicable","Don't Know",null,null,null,"Unknown","Not Applicable",null,null,"Lead Status Unknown"]
[{"$f":"IF(AND(ISBLANK(INDEX($G:$G,)), ISBLANK(INDEX($C:$C,))), \"\", 'PWS Records (System Entry)'!$D$4)","v":"LA1079001"},{"$f":"IF(AND(ISBLANK(INDEX($G:$G,)), ISBLANK(INDEX($C:$C,))), \"\", 'PWS Records (System Entry)'!$D$3)","v":"City of Alexandria Water System"},"1015 COUNCIL DR BLDG 4216-B","ALEXANDRIA","LA",71303,10715006,31.3267883,-92.523005999999995,null,"Unknown","Not Applicable","Don't Know",null,null,null,"Unknown","Not Applicable",null,null,"Lead Status Unknown"]
[{"$f":"IF(AND(ISBLANK(INDEX($G:$G,)), ISBLANK(INDEX($C:$C,))), \"\", 'PWS Records (System Entry)'!$D$4)","v":"LA1079001"},{"$f":"IF(AND(ISBLANK(INDEX($G:$G,)), ISBLANK(INDEX($C:$C,))), \"\", 'PWS Records (System Entry)'!$D$3)","v":"City of Alexandria Water System"},"1243 CANTERBURY DR","ALEXANDRIA","LA",71303,10715008,31.286242399999999,-92.478956199999999,null,"Unknown","Not Applicable","Don't Know",null,null,null,"Unknown","Not Applicable",null,null,"Lead Status Unknown"]
[{"$f":"IF(AND(ISBLANK(INDEX($G:$G,)), ISBLANK(INDEX($C:$C,))), \"\", 'PWS Records (System Entry)'!$D$4)","v":"LA1079001"},{"$f":"IF(AND(ISBLANK(INDEX($G:$G,)), ISBLANK(INDEX($C:$C,))), \"\", 'PWS Records (System Entry)'!$D$3)","v":"City of Alexandria Water System"},"1015 COUNCIL DR BLDG 4216-A","ALEXANDRIA","LA",71303,10715009,31.3267883,-92.523005999999995,null,"Unknown","Not Applicable","Don't Know",null,null,null,"Unknown","Not Applicable",null,null,"Lead Status Unknown"]
[{"$f":"IF(AND(ISBLANK(INDEX($G:$G,)), ISBLANK(INDEX($C:$C,))), \"\", 'PWS Records (System Entry)'!$D$4)","v":"LA1079001"},{"$f":"IF(AND(ISBLANK(INDEX($G:$G,)), ISBLANK(INDEX($C:$C,))), \"\", 'PWS Records (System Entry)'!$D$3)","v":"City of Alexandria Water System"},"2709 8TH ST","ALEXANDRIA","LA",71303,10715011,31.297225699999998,-92.433478399999998,null,"Unknown","Not Applicable","Don't Know",null,null,null,"Unknown","Not Applicable",null,null,"Lead Status Unknown"]
[{"$f":"IF(AND(ISBLANK(INDEX($G:$G,)), ISBLANK(INDEX($C:$C,))), \"\", 'PWS Records (System Entry)'!$D$4)","v":"LA1079001"},{"$f":"IF(AND(ISBLANK(INDEX($G:$G,)), ISBLANK(INDEX($C:$C,))), \"\", 'PWS Records (System Entry)'!$D$3)","v":"City of Alexandria Water System"},"1243 HEYMAN LN","ALEXANDRIA","LA",71303,10715010,31.284698899999999,-92.481105200000002,null,"Unknown","Not Applicable","Don't Know",null,null,null,"Unknown","Not Applicable",null,null,"Lead Status Unknown"]
[{"$f":"IF(AND(ISBLANK(INDEX($G:$G,)), ISBLANK(INDEX($C:$C,))), \"\", 'PWS Records (System Entry)'!$D$4)","v":"LA1079001"},{"$f":"IF(AND(ISBLANK(INDEX($G:$G,)), ISBLANK(INDEX($C:$C,))), \"\", 'PWS Records (System Entry)'!$D$3)","v":"City of Alexandria Water System"},"1015 DAOUST DR APT A","ALEXANDRIA","LA",71303,10715012,31.3252712,-92.526327100000003,null,"Unknown","Not Applicable","Don't Know",null,null,null,"Unknown","Not Applicable",null,null,"Lead Status Unknown"]
[{"$f":"IF(AND(ISBLANK(INDEX($G:$G,)), ISBLANK(INDEX($C:$C,))), \"\", 'PWS Records (System Entry)'!$D$4)","v":"LA1079001"},{"$f":"IF(AND(ISBLANK(INDEX($G:$G,)), ISBLANK(INDEX($C:$C,))), \"\", 'PWS Records (System Entry)'!$D$3)","v":"City of Alexandria Water System"},"1243 SOUTHAMPTON DR","ALEXANDRIA","LA",71303,10715013,31.285697899999999,-92.480024099999994,null,"Unknown","Not Applicable","Don't Know",null,null,null,"Unknown","Not Applicable",null,null,"Lead Status Unknown"]
[{"$f":"IF(AND(ISBLANK(INDEX($G:$G,)), ISBLANK(INDEX($C:$C,))), \"\", 'PWS Records (System Entry)'!$D$4)","v":"LA1079001"},{"$f":"IF(AND(ISBLANK(INDEX($G:$G,)), ISBLANK(INDEX($C:$C,))), \"\", 'PWS Records (System Entry)'!$D$3)","v":"City of Alexandria Water System"},"1243 SOUTHAMPTON DR","ALEXANDRIA","LA",71303,10715016,31.285697899999999,-92.480024099999994,null,"Unknown","Not Applicable","Don't Know",null,null,null,"Unknown","Not Applicable",null,null,"Lead Status Unknown"]
[{"$f":"IF(AND(ISBLANK(INDEX($G:$G,)), ISBLANK(INDEX($C:$C,))), \"\", 'PWS Records (System Entry)'!$D$4)","v":"LA1079001"},{"$f":"IF(AND(ISBLANK(INDEX($G:$G,)), ISBLANK(INDEX($C:$C,))), \"\", 'PWS Records (System Entry)'!$D$3)","v":"City of Alexandria Water System"},"1015 DAOUST DR APT B","ALEXANDRIA","LA",71303,10715014,31.3252712,-92.526327100000003,null,"Unknown","Not Applicable","Don't Know",null,null,null,"Unknown","Not Applicable",null,null,"Lead Status Unknown"]
[{"$f":"IF(AND(ISBLANK(INDEX($G:$G,)), ISBLANK(INDEX($C:$C,))), \"\", 'PWS Records (System Entry)'!$D$4)","v":"LA1079001"},{"$f":"IF(AND(ISBLANK(INDEX($G:$G,)), ISBLANK(INDEX($C:$C,))), \"\", 'PWS Records (System Entry)'!$D$3)","v":"City of Alexandria Water System"},"2709 EDDIE WILLIAMS AVE","ALEXANDRIA","LA",71303,10715015,31.285941000000001,-92.439920099999995,null,"Unknown","Not Applicable","Don't Know",null,null,null,"Unknown","Not Applicable",null,null,"Lead Status Unknown"]
[{"$f":"IF(AND(ISBLANK(INDEX($G:$G,)), ISBLANK(INDEX($C:$C,))), \"\", 'PWS Records (System Entry)'!$D$4)","v":"LA1079001"},{"$f":"IF(AND(ISBLANK(INDEX($G:$G,)), ISBLANK(INDEX($C:$C,))), \"\", 'PWS Records (System Entry)'!$D$3)","v":"City of Alexandria Water System"},"1015 GRETEL CT","ALEXANDRIA","LA",71303,10715017,31.2912286,-92.479858100000001,null,"Unknown","Not Applicable","Don't Know",null,null,null,"Unknown","Not Applicable",null,null,"Lead Status Unknown"]
[{"$f":"IF(AND(ISBLANK(INDEX($G:$G,)), ISBLANK(INDEX($C:$C,))), \"\", 'PWS Records (System Entry)'!$D$4)","v":"LA1079001"},{"$f":"IF(AND(ISBLANK(INDEX($G:$G,)), ISBLANK(INDEX($C:$C,))), \"\", 'PWS Records (System Entry)'!$D$3)","v":"City of Alexandria Water System"},"2709 HARRIS ST","ALEXANDRIA","LA",71303,10715018,31.288668000000001,-92.449058500000007,null,"Unknown","Not Applicable","Don't Know",null,null,null,"Unknown","Not Applicable",null,null,"Lead Status Unknown"]
[{"$f":"IF(AND(ISBLANK(INDEX($G:$G,)), ISBLANK(INDEX($C:$C,))), \"\", 'PWS Records (System Entry)'!$D$4)","v":"LA1079001"},{"$f":"IF(AND(ISBLANK(INDEX($G:$G,)), ISBLANK(INDEX($C:$C,))), \"\", 'PWS Records (System Entry)'!$D$3)","v":"City of Alexandria Water System"},"1243 WILSHIRE DR","ALEXANDRIA","LA",71303,10715019,31.287142599999999,-92.477531799999994,null,"Unknown","Not Applicable","Don't Know",null,null,null,"Unknown","Not Applicable",null,null,"Lead Status Unknown"]
[{"$f":"IF(AND(ISBLANK(INDEX($G:$G,)), ISBLANK(INDEX($C:$C,))), \"\", 'PWS Records (System Entry)'!$D$4)","v":"LA1079001"},{"$f":"IF(AND(ISBLANK(INDEX($G:$G,)), ISBLANK(INDEX($C:$C,))), \"\", 'PWS Records (System Entry)'!$D$3)","v":"City of Alexandria Water System"},"1015 HEYMAN LN","ALEXANDRIA","LA",71303,10715020,31.289871399999999,-92.483553200000003,null,"Unknown","Not Applicable","Don't Know",null,null,null,"Unknown","Not Applicable",null,null,"Lead Status Unknown"]
[{"$f":"IF(AND(ISBLANK(INDEX($G:$G,)), ISBLANK(INDEX($C:$C,))), \"\", 'PWS Records (System Entry)'!$D$4)","v":"LA1079001"},{"$f":"IF(AND(ISBLANK(INDEX($G:$G,)), ISBLANK(INDEX($C:$C,))), \"\", 'PWS Records (System Entry)'!$D$3)","v":"City of Alexandria Water System"},"1244 BARRISTER ST","ALEXANDRIA","LA",71303,10715021,31.299837499999999,-92.4527693,null,"Unknown","Not Applicable","Don't Know",null,null,null,"Unknown","Not Applicable",null,null,"Lead Status Unknown"]
[{"$f":"IF(AND(ISBLANK(INDEX($G:$G,)), ISBLANK(INDEX($C:$C,))), \"\", 'PWS Records (System Entry)'!$D$4)","v":"LA1079001"},{"$f":"IF(AND(ISBLANK(INDEX($G:$G,)), ISBLANK(INDEX($C:$C,))), \"\", 'PWS Records (System Entry)'!$D$3)","v":"City of Alexandria Water System"},"1015 IDA ST","ALEXANDRIA","LA",71303,10715022,31.2753674,-92.482981899999999,null,"Unknown","Not Applicable","Don't Know",null,null,null,"Unknown","Not Applicable",null,null,"Lead Status Unknown"]
[{"$f":"IF(AND(ISBLANK(INDEX($G:$G,)), ISBLANK(INDEX($C:$C,))), \"\", 'PWS Records (System Entry)'!$D$4)","v":"LA1079001"},{"$f":"IF(AND(ISBLANK(INDEX($G:$G,)), ISBLANK(INDEX($C:$C,))), \"\", 'PWS Records (System Entry)'!$D$3)","v":"City of Alexandria Water System"},"2709 OVERTON ST","ALEXANDRIA","LA",71303,10715023,31.2885971,-92.450223699999995,null,"Unknown","Not Applicable","Don't Know",null,null,null,"Unknown","Not Applicable",null,null,"Lead Status Unknown"]
[{"$f":"IF(AND(ISBLANK(INDEX($G:$G,)), ISBLANK(INDEX($C:$C,))), \"\", 'PWS Records (System Entry)'!$D$4)","v":"LA1079001"},{"$f":"IF(AND(ISBLANK(INDEX($G:$G,)), ISBLANK(INDEX($C:$C,))), \"\", 'PWS Records (System Entry)'!$D$3)","v":"City of Alexandria Water System"},"1015 NYE DR BLDG 4309-A","ALEXANDRIA","LA",71303,10715024,31.326175299999999,-92.5218098,null,"Unknown","Not Applicable","Don't Know",null,null,null,"Unknown","Not Applicable",null,null,"Lead Status Unknown"]
[{"$f":"IF(AND(ISBLANK(INDEX($G:$G,)), ISBLANK(INDEX($C:$C,))), \"\", 'PWS Records (System Entry)'!$D$4)","v":"LA1079001"},{"$f":"IF(AND(ISBLANK(INDEX($G:$G,)), ISBLANK(INDEX($C:$C,))), \"\", 'PWS Records (System Entry)'!$D$3)","v":"City of Alexandria Water System"},"1244 CANTERBURY DR","ALEXANDRIA","LA",71303,10715025,31.286178899999999,-92.478989999999996,null,"Unknown","Not Applicable","Don't Know",null,null,null,"Unknown","Not Applicable",null,null,"Lead Status Unknown"]
[{"$f":"IF(AND(ISBLANK(INDEX($G:$G,)), ISBLANK(INDEX($C:$C,))), \"\", 'PWS Records (System Entry)'!$D$4)","v":"LA1079001"},{"$f":"IF(AND(ISBLANK(INDEX($G:$G,)), ISBLANK(INDEX($C:$C,))), \"\", 'PWS Records (System Entry)'!$D$3)","v":"City of Alexandria Water System"},"271 VANDENBURG DR","ALEXANDRIA","LA",71303,10715026,31.304599700000001,-92.537115700000001,null,"Unknown","Not Applicable","Don't Know",null,null,null,"Unknown","Not Applicable",null,null,"Lead Status Unknown"]
[{"$f":"IF(AND(ISBLANK(INDEX($G:$G,)), ISBLANK(INDEX($C:$C,))), \"\", 'PWS Records (System Entry)'!$D$4)","v":"LA1079001"},{"$f":"IF(AND(ISBLANK(INDEX($G:$G,)), ISBLANK(INDEX($C:$C,))), \"\", 'PWS Records (System Entry)'!$D$3)","v":"City of Alexandria Water System"},"271 VANDENBURG DR","ALEXANDRIA","LA",71303,10715029,31.304599700000001,-92.537115700000001,null,"Unknown","Not Applicable","Don't Know",null,null,null,"Unknown","Not Applicable",null,null,"Lead Status Unknown"]
[{"$f":"IF(AND(ISBLANK(INDEX($G:$G,)), ISBLANK(INDEX($C:$C,))), \"\", 'PWS Records (System Entry)'!$D$4)","v":"LA1079001"},{"$f":"IF(AND(ISBLANK(INDEX($G:$G,)), ISBLANK(INDEX($C:$C,))), \"\", 'PWS Records (System Entry)'!$D$3)","v":"City of Alexandria Water System"},"271 VANDENBURG DR","ALEXANDRIA","LA",71303,10715032,31.304599700000001,-92.537115700000001,null,"Unknown","Not Applicable","Don't Know",null,null,null,"Unknown","Not Applicable",null,null,"Lead Status Unknown"]
[{"$f":"IF(AND(ISBLANK(INDEX($G:$G,)), ISBLANK(INDEX($C:$C,))), \"\", 'PWS Records (System Entry)'!$D$4)","v":"LA1079001"},{"$f":"IF(AND(ISBLANK(INDEX($G:$G,)), ISBLANK(INDEX($C:$C,))), \"\", 'PWS Records (System Entry)'!$D$3)","v":"City of Alexandria Water System"},"1015 NYE DR BLDG 4309-B","ALEXANDRIA","LA",71303,10715027,31.326175299999999,-92.5218098,null,"Unknown","Not Applicable","Don't Know",null,null,null,"Unknown","Not Applicable",null,null,"Lead Status Unknown"]
[{"$f":"IF(AND(ISBLANK(INDEX($G:$G,)), ISBLANK(INDEX($C:$C,))), \"\", 'PWS Records (System Entry)'!$D$4)","v":"LA1079001"},{"$f":"IF(AND(ISBLANK(INDEX($G:$G,)), ISBLANK(INDEX($C:$C,))), \"\", 'PWS Records (System Entry)'!$D$3)","v":"City of Alexandria Water System"},"1244 HUFFMAN ST","ALEXANDRIA","LA",71303,10715028,31.2941945,-92.446814500000002,null,"Unknown","Not Applicable","Don't Know",null,null,null,"Unknown","Not Applicable",null,null,"Lead Status Unknown"]
[{"$f":"IF(AND(ISBLANK(INDEX($G:$G,)), ISBLANK(INDEX($C:$C,))), \"\", 'PWS Records (System Entry)'!$D$4)","v":"LA1079001"},{"$f":"IF(AND(ISBLANK(INDEX($G:$G,)), ISBLANK(INDEX($C:$C,))), \"\", 'PWS Records (System Entry)'!$D$3)","v":"City of Alexandria Water System"},"1015 PACKARD DR APT B","ALEXANDRIA","LA",71303,10715030,31.317419600000001,-92.524877000000004,null,"Unknown","Not Applicable","Don't Know",null,null,null,"Unknown","Not Applicable",null,null,"Lead Status Unknown"]
[{"$f":"IF(AND(ISBLANK(INDEX($G:$G,)), ISBLANK(INDEX($C:$C,))), \"\", 'PWS Records (System Entry)'!$D$4)","v":"LA1079001"},{"$f":"IF(AND(ISBLANK(INDEX($G:$G,)), ISBLANK(INDEX($C:$C,))), \"\", 'PWS Records (System Entry)'!$D$3)","v":"City of Alexandria Water System"},"1244 JACKSON ST","ALEXANDRIA","LA",71303,10715031,31.306946400000001,-92.452105099999997,null,"Unknown","Not Applicable","Don't Know",null,null,null,"Unknown","Not Applicable",null,null,"Lead Status Unknown"]
[{"$f":"IF(AND(ISBLANK(INDEX($G:$G,)), ISBLANK(INDEX($C:$C,))), \"\", 'PWS Records (System Entry)'!$D$4)","v":"LA1079001"},{"$f":"IF(AND(ISBLANK(INDEX($G:$G,)), ISBLANK(INDEX($C:$C,))), \"\", 'PWS Records (System Entry)'!$D$3)","v":"City of Alexandria Water System"},"1015 PACKARD DR APT A","ALEXANDRIA","LA",71303,10715033,31.317419600000001,-92.524877000000004,null,"Unknown","Not Applicable","Don't Know",null,null,null,"Unknown","Not Applicable",null,null,"Lead Status Unknown"]
[{"$f":"IF(AND(ISBLANK(INDEX($G:$G,)), ISBLANK(INDEX($C:$C,))), \"\", 'PWS Records (System Entry)'!$D$4)","v":"LA1079001"},{"$f":"IF(AND(ISBLANK(INDEX($G:$G,)), ISBLANK(INDEX($C:$C,))), \"\", 'PWS Records (System Entry)'!$D$3)","v":"City of Alexandria Water System"},"1244 LANCASTER DR","ALEXANDRIA","LA",71303,10715034,31.286480000000001,-92.478104099999996,null,"Unknown","Not Applicable","Don't Know",null,null,null,"Unknown","Not Applicable",null,null,"Lead Status Unknown"]
[{"$f":"IF(AND(ISBLANK(INDEX($G:$G,)), ISBLANK(INDEX($C:$C,))), \"\", 'PWS Records (System Entry)'!$D$4)","v":"LA1079001"},{"$f":"IF(AND(ISBLANK(INDEX($G:$G,)), ISBLANK(INDEX($C:$C,))), \"\", 'PWS Records (System Entry)'!$D$3)","v":"City of Alexandria Water System"},"1015 PAPIN ST","ALEXANDRIA","LA",71303,10715037,31.290924100000002,-92.429709299999999,null,"Unknown","Not Applicable","Don't Know",null,null,null,"Unknown","Not Applicable",null,null,"Lead Status Unknown"]
[{"$f":"IF(AND(ISBLANK(INDEX($G:$G,)), ISBLANK(INDEX($C:$C,))), \"\", 'PWS Records (System Entry)'!$D$4)","v":"LA1079001"},{"$f":"IF(AND(ISBLANK(INDEX($G:$G,)), ISBLANK(INDEX($C:$C,))), \"\", 'PWS Records (System Entry)'!$D$3)","v":"City of Alexandria Water System"},"271 VERSAILLES BLVD","ALEXANDRIA","LA",71303,10715035,31.2771978,-92.494625499999998,null,"Non-Lead - Plastic","Installation Date after Lead Ban","Don't Know",null,null,null,"Non-Lead - Plastic","Installation Date after Lead Ban",null,null,"Non-Lead"]
[{"$f":"IF(AND(ISBLANK(INDEX($G:$G,)), ISBLANK(INDEX($C:$C,))), \"\", 'PWS Records (System Entry)'!$D$4)","v":"LA1079001"},{"$f":"IF(AND(ISBLANK(INDEX($G:$G,)), ISBLANK(INDEX($C:$C,))), \"\", 'PWS Records (System Entry)'!$D$3)","v":"City of Alexandria Water System"},"1244 SOUTHAMPTON DR","ALEXANDRIA","LA",71303,10715036,31.285450000000001,-92.479986299999993,null,"Unknown","Not Applicable","Don't Know",null,null,null,"Unknown","Not Applicable",null,null,"Lead Status Unknown"]
[{"$f":"IF(AND(ISBLANK(INDEX($G:$G,)), ISBLANK(INDEX($C:$C,))), \"\", 'PWS Records (System Entry)'!$D$4)","v":"LA1079001"},{"$f":"IF(AND(ISBLANK(INDEX($G:$G,)), ISBLANK(INDEX($C:$C,))), \"\", 'PWS Records (System Entry)'!$D$3)","v":"City of Alexandria Water System"},"2710 CULPEPPER RD APT A","ALEXANDRIA","LA",71302,10715038,31.2641545,-92.462899500000006,null,"Unknown","Not Applicable","Don't Know",null,null,null,"Unknown","Not Applicable",null,null,"Lead Status Unknown"]
[{"$f":"IF(AND(ISBLANK(INDEX($G:$G,)), ISBLANK(INDEX($C:$C,))), \"\", 'PWS Records (System Entry)'!$D$4)","v":"LA1079001"},{"$f":"IF(AND(ISBLANK(INDEX($G:$G,)), ISBLANK(INDEX($C:$C,))), \"\", 'PWS Records (System Entry)'!$D$3)","v":"City of Alexandria Water System"},"1245 ELLIOTT ST","ALEXANDRIA","LA",71303,10715040,31.308313900000002,-92.453908100000007,null,"Unknown","Not Applicable","Don't Know",null,null,null,"Unknown","Not Applicable",null,null,"Lead Status Unknown"]
[{"$f":"IF(AND(ISBLANK(INDEX($G:$G,)), ISBLANK(INDEX($C:$C,))), \"\", 'PWS Records (System Entry)'!$D$4)","v":"LA1079001"},{"$f":"IF(AND(ISBLANK(INDEX($G:$G,)), ISBLANK(INDEX($C:$C,))), \"\", 'PWS Records (System Entry)'!$D$3)","v":"City of Alexandria Water System"},"1015 RAILROAD AVE","ALEXANDRIA","LA",71303,10715039,31.320796099999999,-92.465351900000002,null,"Unknown","Not Applicable","Don't Know",null,null,null,"Unknown","Not Applicable",null,null,"Lead Status Unknown"]
[{"$f":"IF(AND(ISBLANK(INDEX($G:$G,)), ISBLANK(INDEX($C:$C,))), \"\", 'PWS Records (System Entry)'!$D$4)","v":"LA1079001"},{"$f":"IF(AND(ISBLANK(INDEX($G:$G,)), ISBLANK(INDEX($C:$C,))), \"\", 'PWS Records (System Entry)'!$D$3)","v":"City of Alexandria Water System"},"2710 CULPEPPER RD APT B","ALEXANDRIA","LA",71302,10715041,31.2641545,-92.462899500000006,null,"Unknown","Not Applicable","Don't Know",null,null,null,"Unknown","Not Applicable",null,null,"Lead Status Unknown"]
[{"$f":"IF(AND(ISBLANK(INDEX($G:$G,)), ISBLANK(INDEX($C:$C,))), \"\", 'PWS Records (System Entry)'!$D$4)","v":"LA1079001"},{"$f":"IF(AND(ISBLANK(INDEX($G:$G,)), ISBLANK(INDEX($C:$C,))), \"\", 'PWS Records (System Entry)'!$D$3)","v":"City of Alexandria Water System"},"1015 ROYCE DR","ALEXANDRIA","LA",71303,10715042,31.315181599999999,-92.525064200000003,null,"Unknown","Not Applicable","Don't Know",null,null,null,"Unknown","Not Applicable",null,null,{"$f":"IF(AND(INDEX($K:$K,)=\"\", INDEX($L:$L,)=\"\", INDEX($M:$M,)=\"\", INDEX($Q:$Q,)=\"\", INDEX($R:$R,)=\"\"), \"\", IF(OR(INDEX($K:$K,)=\"Lead\",INDEX($Q:$Q,)=\"Lead\"),\"Lead\",IF(OR(AND(OR(INDEX($M:$M,)=\"Yes\", INDEX($M:$M,)=\"Don't Know\", INDEX($M:$M,)=\"\"), INDEX($Q:$Q,)=\"Galvanized Iron/Steel\"), AND(INDEX($K:$K,)=\"Unknown\", INDEX($M:$M,)=\"No\", INDEX($Q:$Q,)=\"Galvanized Iron/Steel\")), \"Galvanized Requiring Replacement\", IF(OR(AND(OR(INDEX($K:$K,)=\"Galvanized Iron/Steel\", INDEX($K:$K,)=\"Non-Lead - Copper\", INDEX($K:$K,)=\"Non-Lead - Plastic\", INDEX($K:$K,)=\"Non-Lead - Other\", INDEX($K:$K,)=\"Non-Lead - Material Unknown\", INDEX($K:$K,)=\"No System Owned Portion\"), OR(INDEX($Q:$Q,)=\"Galvanized Iron/Steel\", INDEX($Q:$Q,)=\"Non-Lead - Copper\", INDEX($Q:$Q,)=\"Non-Lead - Plastic\", INDEX($Q:$Q,)=\"Non-Lead - Other\", INDEX($Q:$Q,)=\"Non-Lead - Predictive Model\", INDEX($Q:$Q,)=\"No Customer Owned Portion\")), AND(OR( INDEX($K:$K,)=\"Galvanized Iron/Steel\", INDEX($K:$K,)=\"Non-Lead - Copper\", INDEX($K:$K,)=\"Non-Lead - Plastic\", INDEX($K:$K,)=\"Non-Lead - Other\", INDEX($K:$K,)=\"Non-Lead - Material Unknown\", INDEX($K:$K,)=\"No System Owned Portion\"), INDEX($M:$M,)=\"No\", INDEX($Q:$Q,)=\"Non-Lead - Material Unknown\")), \"Non-Lead\", \"Lead Status Unknown\"))))","v":"Lead Status Unknown"}]
[{"$f":"IF(AND(ISBLANK(INDEX($G:$G,)), ISBLANK(INDEX($C:$C,))), \"\", 'PWS Records (System Entry)'!$D$4)","v":"LA1079001"},{"$f":"IF(AND(ISBLANK(INDEX($G:$G,)), ISBLANK(INDEX($C:$C,))), \"\", 'PWS Records (System Entry)'!$D$3)","v":"City of Alexandria Water System"},"1245 ENTERPRISE RD","ALEXANDRIA","LA",71303,10715043,31.3215927,-92.4686849,null,"Unknown","Not Applicable","Don't Know",null,null,null,"Unknown","Not Applicable",null,null,"Lead Status Unknown"]
[{"$f":"IF(AND(ISBLANK(INDEX($G:$G,)), ISBLANK(INDEX($C:$C,))), \"\", 'PWS Records (System Entry)'!$D$4)","v":"LA1079001"},{"$f":"IF(AND(ISBLANK(INDEX($G:$G,)), ISBLANK(INDEX($C:$C,))), \"\", 'PWS Records (System Entry)'!$D$3)","v":"City of Alexandria Water System"},"1015 SCHILLING DR BLDG 4007","ALEXANDRIA","LA",71303,10715044,31.318667699999999,-92.524642900000003,null,"Unknown","Not Applicable","Don't Know",null,null,null,"Unknown","Not Applicable",null,null,"Lead Status Unknown"]
[{"$f":"IF(AND(ISBLANK(INDEX($G:$G,)), ISBLANK(INDEX($C:$C,))), \"\", 'PWS Records (System Entry)'!$D$4)","v":"LA1079001"},{"$f":"IF(AND(ISBLANK(INDEX($G:$G,)), ISBLANK(INDEX($C:$C,))), \"\", 'PWS Records (System Entry)'!$D$3)","v":"City of Alexandria Water System"},"2710 ELLIOTT ST","ALEXANDRIA","LA",71303,10715045,31.295673399999998,-92.468688099999994,null,"Unknown","Not Applicable","Don't Know",null,null,null,"Unknown","Not Applicable",null,null,"Lead Status Unknown"]
[{"$f":"IF(AND(ISBLANK(INDEX($G:$G,)), ISBLANK(INDEX($C:$C,))), \"\", 'PWS Records (System Entry)'!$D$4)","v":"LA1079001"},{"$f":"IF(AND(ISBLANK(INDEX($G:$G,)), ISBLANK(INDEX($C:$C,))), \"\", 'PWS Records (System Entry)'!$D$3)","v":"City of Alexandria Water System"},"1245 HEYMAN LN","ALEXANDRIA","LA",71303,10715046,31.284376000000002,-92.480756,null,"Unknown","Not Applicable","Don't Know",null,null,null,"Unknown","Not Applicable",null,null,"Lead Status Unknown"]
[{"$f":"IF(AND(ISBLANK(INDEX($G:$G,)), ISBLANK(INDEX($C:$C,))), \"\", 'PWS Records (System Entry)'!$D$4)","v":"LA1079001"},{"$f":"IF(AND(ISBLANK(INDEX($G:$G,)), ISBLANK(INDEX($C:$C,))), \"\", 'PWS Records (System Entry)'!$D$3)","v":"City of Alexandria Water System"},"1015 SEBILLE DR BLDG 3807","ALEXANDRIA","LA",71303,10715047,31.316519899999999,-92.524829400000002,null,"Unknown","Not Applicable","Don't Know",null,null,null,"Unknown","Not Applicable",null,null,"Lead Status Unknown"]
[{"$f":"IF(AND(ISBLANK(INDEX($G:$G,)), ISBLANK(INDEX($C:$C,))), \"\", 'PWS Records (System Entry)'!$D$4)","v":"LA1079001"},{"$f":"IF(AND(ISBLANK(INDEX($G:$G,)), ISBLANK(INDEX($C:$C,))), \"\", 'PWS Records (System Entry)'!$D$3)","v":"City of Alexandria Water System"},"2710 GEORGES LN","ALEXANDRIA","LA",71303,10715048,31.291516000000001,-92.463965999999999,null,"Unknown","Not Applicable","Don't Know",null,null,null,"Unknown","Not Applicable",null,null,"Lead Status Unknown"]
[{"$f":"IF(AND(ISBLANK(INDEX($G:$G,)), ISBLANK(INDEX($C:$C,))), \"\", 'PWS Records (System Entry)'!$D$4)","v":"LA1079001"},{"$f":"IF(AND(ISBLANK(INDEX($G:$G,)), ISBLANK(INDEX($C:$C,))), \"\", 'PWS Records (System Entry)'!$D$3)","v":"City of Alexandria Water System"},"2710 GEORGES LN","ALEXANDRIA","LA",71303,10715051,31.291516000000001,-92.463965999999999,null,"Unknown","Not Applicable","Don't Know",null,null,null,"Unknown","Not Applicable",null,null,"Lead Status Unknown"]
[{"$f":"IF(AND(ISBLANK(INDEX($G:$G,)), ISBLANK(INDEX($C:$C,))), \"\", 'PWS Records (System Entry)'!$D$4)","v":"LA1079001"},{"$f":"IF(AND(ISBLANK(INDEX($G:$G,)), ISBLANK(INDEX($C:$C,))), \"\", 'PWS Records (System Entry)'!$D$3)","v":"City of Alexandria Water System"},"1247 BARRISTER ST","ALEXANDRIA","LA",71303,10715049,31.299833100000001,-92.452705899999998,null,"Unknown","Not Applicable","Don't Know",null,null,null,"Unknown","Not Applicable",null,null,"Lead Status Unknown"]
[{"$f":"IF(AND(ISBLANK(INDEX($G:$G,)), ISBLANK(INDEX($C:$C,))), \"\", 'PWS Records (System Entry)'!$D$4)","v":"LA1079001"},{"$f":"IF(AND(ISBLANK(INDEX($G:$G,)), ISBLANK(INDEX($C:$C,))), \"\", 'PWS Records (System Entry)'!$D$3)","v":"City of Alexandria Water System"},"1015 SNOW WHITE DR","ALEXANDRIA","LA",71303,10715050,31.290135899999999,-92.482607400000006,null,"Unknown","Not Applicable","Don't Know",null,null,null,"Unknown","Not Applicable",null,null,"Lead Status Unknown"]
[{"$f":"IF(AND(ISBLANK(INDEX($G:$G,)), ISBLANK(INDEX($C:$C,))), \"\", 'PWS Records (System Entry)'!$D$4)","v":"LA1079001"},{"$f":"IF(AND(ISBLANK(INDEX($G:$G,)), ISBLANK(INDEX($C:$C,))), \"\", 'PWS Records (System Entry)'!$D$3)","v":"City of Alexandria Water System"},"1247 CANTERBURY DR","ALEXANDRIA","LA",71303,10715052,31.285947199999999,-92.478837299999995,null,"Unknown","Not Applicable","Don't Know",null,null,null,"Unknown","Not Applicable",null,null,"Lead Status Unknown"]
[{"$f":"IF(AND(ISBLANK(INDEX($G:$G,)), ISBLANK(INDEX($C:$C,))), \"\", 'PWS Records (System Entry)'!$D$4)","v":"LA1079001"},{"$f":"IF(AND(ISBLANK(INDEX($G:$G,)), ISBLANK(INDEX($C:$C,))), \"\", 'PWS Records (System Entry)'!$D$3)","v":"City of Alexandria Water System"},"1015 TWIN BRIDGES RD","ALEXANDRIA","LA",71303,10715053,31.264282300000001,-92.490846399999995,null,"Unknown","Not Applicable","Don't Know",null,null,null,"Unknown","Not Applicable",null,null,"Lead Status Unknown"]
[{"$f":"IF(AND(ISBLANK(INDEX($G:$G,)), ISBLANK(INDEX($C:$C,))), \"\", 'PWS Records (System Entry)'!$D$4)","v":"LA1079001"},{"$f":"IF(AND(ISBLANK(INDEX($G:$G,)), ISBLANK(INDEX($C:$C,))), \"\", 'PWS Records (System Entry)'!$D$3)","v":"City of Alexandria Water System"},"2710 MAIN ST","ALEXANDRIA","LA",71303,10715054,31.300752200000002,-92.429934299999999,null,"Unknown","Not Applicable","Don't Know",null,null,null,"Unknown","Not Applicable",null,null,"Lead Status Unknown"]
[{"$f":"IF(AND(ISBLANK(INDEX($G:$G,)), ISBLANK(INDEX($C:$C,))), \"\", 'PWS Records (System Entry)'!$D$4)","v":"LA1079001"},{"$f":"IF(AND(ISBLANK(INDEX($G:$G,)), ISBLANK(INDEX($C:$C,))), \"\", 'PWS Records (System Entry)'!$D$3)","v":"City of Alexandria Water System"},"1247 MACARTHUR DR","ALEXANDRIA","LA",71303,10715055,31.288060999999999,-92.475201100000007,null,"Unknown","Not Applicable","Don't Know",null,null,null,"Unknown","Not Applicable",null,null,"Lead Status Unknown"]
[{"$f":"IF(AND(ISBLANK(INDEX($G:$G,)), ISBLANK(INDEX($C:$C,))), \"\", 'PWS Records (System Entry)'!$D$4)","v":"LA1079001"},{"$f":"IF(AND(ISBLANK(INDEX($G:$G,)), ISBLANK(INDEX($C:$C,))), \"\", 'PWS Records (System Entry)'!$D$3)","v":"City of Alexandria Water System"},"1015 W POINTE BLVD","ALEXANDRIA","LA",71303,10715056,31.261326,-92.493026,null,"Non-Lead - Plastic","Installation Date after Lead Ban","Don't Know",null,null,null,"Non-Lead - Plastic","Installation Date after Lead Ban",null,null,"Non-Lead"]
[{"$f":"IF(AND(ISBLANK(INDEX($G:$G,)), ISBLANK(INDEX($C:$C,))), \"\", 'PWS Records (System Entry)'!$D$4)","v":"LA1079001"},{"$f":"IF(AND(ISBLANK(INDEX($G:$G,)), ISBLANK(INDEX($C:$C,))), \"\", 'PWS Records (System Entry)'!$D$3)","v":"City of Alexandria Water System"},"1015 WILLOW GLEN RIVER RD","ALEXANDRIA","LA",71303,10715057,31.288222399999999,-92.424824299999997,null,"Unknown","Not Applicable","Don't Know",null,null,null,"Unknown","Not Applicable",null,null,"Lead Status Unknown"]
[{"$f":"IF(AND(ISBLANK(INDEX($G:$G,)), ISBLANK(INDEX($C:$C,))), \"\", 'PWS Records (System Entry)'!$D$4)","v":"LA1079001"},{"$f":"IF(AND(ISBLANK(INDEX($G:$G,)), ISBLANK(INDEX($C:$C,))), \"\", 'PWS Records (System Entry)'!$D$3)","v":"City of Alexandria Water System"},"2710 MARYE ST","ALEXANDRIA","LA",71303,10715058,31.294930099999998,-92.467753900000005,null,"Unknown","Not Applicable","Don't Know",null,null,null,"Unknown","Not Applicable",null,null,"Lead Status Unknown"]
[{"$f":"IF(AND(ISBLANK(INDEX($G:$G,)), ISBLANK(INDEX($C:$C,))), \"\", 'PWS Records (System Entry)'!$D$4)","v":"LA1079001"},{"$f":"IF(AND(ISBLANK(INDEX($G:$G,)), ISBLANK(INDEX($C:$C,))), \"\", 'PWS Records (System Entry)'!$D$3)","v":"City of Alexandria Water System"},"1247 SOUTHAMPTON DR","ALEXANDRIA","LA",71303,10715059,31.285407899999999,-92.479911000000001,null,"Unknown","Not Applicable","Don't Know",null,null,null,"Unknown","Not Applicable",null,null,"Lead Status Unknown"]
[{"$f":"IF(AND(ISBLANK(INDEX($G:$G,)), ISBLANK(INDEX($C:$C,))), \"\", 'PWS Records (System Entry)'!$D$4)","v":"LA1079001"},{"$f":"IF(AND(ISBLANK(INDEX($G:$G,)), ISBLANK(INDEX($C:$C,))), \"\", 'PWS Records (System Entry)'!$D$3)","v":"City of Alexandria Water System"},"1015 WISTERIA ST","ALEXANDRIA","LA",71303,10715060,31.304914,-92.451522800000006,null,"Unknown","Not Applicable","Don't Know",null,null,null,"Unknown","Not Applicable",null,null,"Lead Status Unknown"]
[{"$f":"IF(AND(ISBLANK(INDEX($G:$G,)), ISBLANK(INDEX($C:$C,))), \"\", 'PWS Records (System Entry)'!$D$4)","v":"LA1079001"},{"$f":"IF(AND(ISBLANK(INDEX($G:$G,)), ISBLANK(INDEX($C:$C,))), \"\", 'PWS Records (System Entry)'!$D$3)","v":"City of Alexandria Water System"},"2710 S MACARTHUR DR STE D","ALEXANDRIA","LA",71301,10715061,31.2684757,-92.459366900000006,null,"Unknown","Not Applicable","Don't Know",null,null,null,"Unknown","Not Applicable",null,null,"Lead Status Unknown"]
[{"$f":"IF(AND(ISBLANK(INDEX($G:$G,)), ISBLANK(INDEX($C:$C,))), \"\", 'PWS Records (System Entry)'!$D$4)","v":"LA1079001"},{"$f":"IF(AND(ISBLANK(INDEX($G:$G,)), ISBLANK(INDEX($C:$C,))), \"\", 'PWS Records (System Entry)'!$D$3)","v":"City of Alexandria Water System"},"1247 WILSHIRE DR","ALEXANDRIA","LA",71303,10715062,31.286914899999999,-92.477679300000005,null,"Unknown","Not Applicable","Don't Know",null,null,null,"Unknown","Not Applicable",null,null,"Lead Status Unknown"]
[{"$f":"IF(AND(ISBLANK(INDEX($G:$G,)), ISBLANK(INDEX($C:$C,))), \"\", 'PWS Records (System Entry)'!$D$4)","v":"LA1079001"},{"$f":"IF(AND(ISBLANK(INDEX($G:$G,)), ISBLANK(INDEX($C:$C,))), \"\", 'PWS Records (System Entry)'!$D$3)","v":"City of Alexandria Water System"},"1016 3RD ST","ALEXANDRIA","LA",71301,10715063,31.3112101,-92.444659700000003,null,"Unknown","Not Applicable","Don't Know",null,null,null,"Unknown","Not Applicable",null,null,"Lead Status Unknown"]
[{"$f":"IF(AND(ISBLANK(INDEX($G:$G,)), ISBLANK(INDEX($C:$C,))), \"\", 'PWS Records (System Entry)'!$D$4)","v":"LA1079001"},{"$f":"IF(AND(ISBLANK(INDEX($G:$G,)), ISBLANK(INDEX($C:$C,))), \"\", 'PWS Records (System Entry)'!$D$3)","v":"City of Alexandria Water System"},"1248 CANTERBURY DR","ALEXANDRIA","LA",71303,10715064,31.2859336,-92.478892200000004,null,"Unknown","Not Applicable","Don't Know",null,null,null,"Unknown","Not Applicable",null,null,"Lead Status Unknown"]
[{"$f":"IF(AND(ISBLANK(INDEX($G:$G,)), ISBLANK(INDEX($C:$C,))), \"\", 'PWS Records (System Entry)'!$D$4)","v":"LA1079001"},{"$f":"IF(AND(ISBLANK(INDEX($G:$G,)), ISBLANK(INDEX($C:$C,))), \"\", 'PWS Records (System Entry)'!$D$3)","v":"City of Alexandria Water System"},"2710 S MACARTHUR DR STE B","ALEXANDRIA","LA",71301,10715065,31.2684757,-92.459366900000006,null,"Unknown","Not Applicable","Don't Know",null,null,null,"Unknown","Not Applicable",null,null,"Lead Status Unknown"]
[{"$f":"IF(AND(ISBLANK(INDEX($G:$G,)), ISBLANK(INDEX($C:$C,))), \"\", 'PWS Records (System Entry)'!$D$4)","v":"LA1079001"},{"$f":"IF(AND(ISBLANK(INDEX($G:$G,)), ISBLANK(INDEX($C:$C,))), \"\", 'PWS Records (System Entry)'!$D$3)","v":"City of Alexandria Water System"},"1016 CALAIS CIR","ALEXANDRIA","LA",71303,10715066,31.273817300000001,-92.484897099999998,null,"Unknown","Not Applicable","Don't Know",null,null,null,"Unknown","Not Applicable",null,null,"Lead Status Unknown"]
[{"$f":"IF(AND(ISBLANK(INDEX($G:$G,)), ISBLANK(INDEX($C:$C,))), \"\", 'PWS Records (System Entry)'!$D$4)","v":"LA1079001"},{"$f":"IF(AND(ISBLANK(INDEX($G:$G,)), ISBLANK(INDEX($C:$C,))), \"\", 'PWS Records (System Entry)'!$D$3)","v":"City of Alexandria Water System"},"1248 LANCASTER DR","ALEXANDRIA","LA",71303,10715067,31.286238099999998,-92.478006699999995,null,"Unknown","Not Applicable","Don't Know",null,null,null,"Unknown","Not Applicable",null,null,"Lead Status Unknown"]
[{"$f":"IF(AND(ISBLANK(INDEX($G:$G,)), ISBLANK(INDEX($C:$C,))), \"\", 'PWS Records (System Entry)'!$D$4)","v":"LA1079001"},{"$f":"IF(AND(ISBLANK(INDEX($G:$G,)), ISBLANK(INDEX($C:$C,))), \"\", 'PWS Records (System Entry)'!$D$3)","v":"City of Alexandria Water System"},"1016 CANDY LN","ALEXANDRIA","LA",71303,10715068,31.290697399999999,-92.480805399999994,null,"Unknown","Not Applicable","Don't Know",null,null,null,"Unknown","Not Applicable",null,null,"Lead Status Unknown"]
[{"$f":"IF(AND(ISBLANK(INDEX($G:$G,)), ISBLANK(INDEX($C:$C,))), \"\", 'PWS Records (System Entry)'!$D$4)","v":"LA1079001"},{"$f":"IF(AND(ISBLANK(INDEX($G:$G,)), ISBLANK(INDEX($C:$C,))), \"\", 'PWS Records (System Entry)'!$D$3)","v":"City of Alexandria Water System"},"2710 S MACARTHUR DR STE C","ALEXANDRIA","LA",71301,10715069,31.2684757,-92.459366900000006,null,"Unknown","Not Applicable","Don't Know",null,null,null,"Unknown","Not Applicable",null,null,"Lead Status Unknown"]
[{"$f":"IF(AND(ISBLANK(INDEX($G:$G,)), ISBLANK(INDEX($C:$C,))), \"\", 'PWS Records (System Entry)'!$D$4)","v":"LA1079001"},{"$f":"IF(AND(ISBLANK(INDEX($G:$G,)), ISBLANK(INDEX($C:$C,))), \"\", 'PWS Records (System Entry)'!$D$3)","v":"City of Alexandria Water System"},"1248 SOUTHAMPTON DR","ALEXANDRIA","LA",71303,10715070,31.285106899999999,-92.479852300000005,null,"Unknown","Not Applicable","Don't Know",null,null,null,"Unknown","Not Applicable",null,null,"Lead Status Unknown"]
[{"$f":"IF(AND(ISBLANK(INDEX($G:$G,)), ISBLANK(INDEX($C:$C,))), \"\", 'PWS Records (System Entry)'!$D$4)","v":"LA1079001"},{"$f":"IF(AND(ISBLANK(INDEX($G:$G,)), ISBLANK(INDEX($C:$C,))), \"\", 'PWS Records (System Entry)'!$D$3)","v":"City of Alexandria Water System"},"1016 CINDERELLA CT","ALEXANDRIA","LA",71303,10715071,31.290618200000001,-92.481814799999995,null,"Unknown","Not Applicable","Don't Know",null,null,null,"Unknown","Not Applicable",null,null,"Lead Status Unknown"]
[{"$f":"IF(AND(ISBLANK(INDEX($G:$G,)), ISBLANK(INDEX($C:$C,))), \"\", 'PWS Records (System Entry)'!$D$4)","v":"LA1079001"},{"$f":"IF(AND(ISBLANK(INDEX($G:$G,)), ISBLANK(INDEX($C:$C,))), \"\", 'PWS Records (System Entry)'!$D$3)","v":"City of Alexandria Water System"},"125 20TH ST","ALEXANDRIA","LA",71301,10715074,31.305653400000001,-92.462478700000005,null,"Unknown","Not Applicable","Don't Know",null,null,null,"Unknown","Not Applicable",null,null,"Lead Status Unknown"]
[{"$f":"IF(AND(ISBLANK(INDEX($G:$G,)), ISBLANK(INDEX($C:$C,))), \"\", 'PWS Records (System Entry)'!$D$4)","v":"LA1079001"},{"$f":"IF(AND(ISBLANK(INDEX($G:$G,)), ISBLANK(INDEX($C:$C,))), \"\", 'PWS Records (System Entry)'!$D$3)","v":"City of Alexandria Water System"},"2710 WISE ST","ALEXANDRIA","LA",71303,10715072,31.2881529,-92.448016499999994,null,"Unknown","Not Applicable","Don't Know",null,null,null,"Unknown","Not Applicable",null,null,"Lead Status Unknown"]
[{"$f":"IF(AND(ISBLANK(INDEX($G:$G,)), ISBLANK(INDEX($C:$C,))), \"\", 'PWS Records (System Entry)'!$D$4)","v":"LA1079001"},{"$f":"IF(AND(ISBLANK(INDEX($G:$G,)), ISBLANK(INDEX($C:$C,))), \"\", 'PWS Records (System Entry)'!$D$3)","v":"City of Alexandria Water System"},"1016 DAOUST DR BLDG 4704-A","ALEXANDRIA","LA",71303,10715073,31.3252256,-92.526242600000003,null,"Unknown","Not Applicable","Don't Know",null,null,null,"Unknown","Not Applicable",null,null,"Lead Status Unknown"]
[{"$f":"IF(AND(ISBLANK(INDEX($G:$G,)), ISBLANK(INDEX($C:$C,))), \"\", 'PWS Records (System Entry)'!$D$4)","v":"LA1079001"},{"$f":"IF(AND(ISBLANK(INDEX($G:$G,)), ISBLANK(INDEX($C:$C,))), \"\", 'PWS Records (System Entry)'!$D$3)","v":"City of Alexandria Water System"},"2710 WOODLAWN DR","ALEXANDRIA","LA",71303,10715075,31.318682899999999,-92.481172400000005,null,"Unknown","Not Applicable","Don't Know",null,null,null,"Unknown","Not Applicable",null,null,"Lead Status Unknown"]
[{"$f":"IF(AND(ISBLANK(INDEX($G:$G,)), ISBLANK(INDEX($C:$C,))), \"\", 'PWS Records (System Entry)'!$D$4)","v":"LA1079001"},{"$f":"IF(AND(ISBLANK(INDEX($G:$G,)), ISBLANK(INDEX($C:$C,))), \"\", 'PWS Records (System Entry)'!$D$3)","v":"City of Alexandria Water System"},"125 MARY LN","ALEXANDRIA","LA",71303,10715076,31.301974300000001,-92.471215099999995,null,"Non-Lead - Other","Installation Date after Lead Ban","Don't Know",null,null,null,"Non-Lead - Other","Installation Date after Lead Ban",null,null,"Non-Lead"]
[{"$f":"IF(AND(ISBLANK(INDEX($G:$G,)), ISBLANK(INDEX($C:$C,))), \"\", 'PWS Records (System Entry)'!$D$4)","v":"LA1079001"},{"$f":"IF(AND(ISBLANK(INDEX($G:$G,)), ISBLANK(INDEX($C:$C,))), \"\", 'PWS Records (System Entry)'!$D$3)","v":"City of Alexandria Water System"},"2711 3RD ST","ALEXANDRIA","LA",71303,10715077,31.3002313,-92.430646800000005,null,"Unknown","Not Applicable","Don't Know",null,null,null,"Unknown","Not Applicable",null,null,"Lead Status Unknown"]
[{"$f":"IF(AND(ISBLANK(INDEX($G:$G,)), ISBLANK(INDEX($C:$C,))), \"\", 'PWS Records (System Entry)'!$D$4)","v":"LA1079001"},{"$f":"IF(AND(ISBLANK(INDEX($G:$G,)), ISBLANK(INDEX($C:$C,))), \"\", 'PWS Records (System Entry)'!$D$3)","v":"City of Alexandria Water System"},"125 MARY ST","ALEXANDRIA","LA",71303,10715078,31.3046565,-92.465238400000004,null,"Unknown","Not Applicable","Don't Know",null,null,null,"Unknown","Not Applicable",null,null,"Lead Status Unknown"]
[{"$f":"IF(AND(ISBLANK(INDEX($G:$G,)), ISBLANK(INDEX($C:$C,))), \"\", 'PWS Records (System Entry)'!$D$4)","v":"LA1079001"},{"$f":"IF(AND(ISBLANK(INDEX($G:$G,)), ISBLANK(INDEX($C:$C,))), \"\", 'PWS Records (System Entry)'!$D$3)","v":"City of Alexandria Water System"},"1016 DAOUST DR BLDG 4704-B","ALEXANDRIA","LA",71303,10715079,31.3252256,-92.526242600000003,null,"Unknown","Not Applicable","Don't Know",null,null,null,"Unknown","Not Applicable",null,null,"Lead Status Unknown"]
[{"$f":"IF(AND(ISBLANK(INDEX($G:$G,)), ISBLANK(INDEX($C:$C,))), \"\", 'PWS Records (System Entry)'!$D$4)","v":"LA1079001"},{"$f":"IF(AND(ISBLANK(INDEX($G:$G,)), ISBLANK(INDEX($C:$C,))), \"\", 'PWS Records (System Entry)'!$D$3)","v":"City of Alexandria Water System"},"125 PARK PLACE DR","ALEXANDRIA","LA",71303,10715081,31.286115899999999,-92.462155100000004,null,"Unknown","Not Applicable","Don't Know",null,null,null,"Unknown","Not Applicable",null,null,"Lead Status Unknown"]
[{"$f":"IF(AND(ISBLANK(INDEX($G:$G,)), ISBLANK(INDEX($C:$C,))), \"\", 'PWS Records (System Entry)'!$D$4)","v":"LA1079001"},{"$f":"IF(AND(ISBLANK(INDEX($G:$G,)), ISBLANK(INDEX($C:$C,))), \"\", 'PWS Records (System Entry)'!$D$3)","v":"City of Alexandria Water System"},"125 PARK PLACE DR","ALEXANDRIA","LA",71303,10715083,31.286115899999999,-92.462155100000004,null,"Unknown","Not Applicable","Don't Know",null,null,null,"Unknown","Not Applicable",null,null,"Lead Status Unknown"]
[{"$f":"IF(AND(ISBLANK(INDEX($G:$G,)), ISBLANK(INDEX($C:$C,))), \"\", 'PWS Records (System Entry)'!$D$4)","v":"LA1079001"},{"$f":"IF(AND(ISBLANK(INDEX($G:$G,)), ISBLANK(INDEX($C:$C,))), \"\", 'PWS Records (System Entry)'!$D$3)","v":"City of Alexandria Water System"},"2711 HYNSON ST","ALEXANDRIA","LA",71303,10715080,31.305693399999999,-92.472681699999995,null,"Unknown","Not Applicable","Don't Know",null,null,null,"Unknown","Not Applicable",null,null,"Lead Status Unknown"]
[{"$f":"IF(AND(ISBLANK(INDEX($G:$G,)), ISBLANK(INDEX($C:$C,))), \"\", 'PWS Records (System Entry)'!$D$4)","v":"LA1079001"},{"$f":"IF(AND(ISBLANK(INDEX($G:$G,)), ISBLANK(INDEX($C:$C,))), \"\", 'PWS Records (System Entry)'!$D$3)","v":"City of Alexandria Water System"},"1016 GRETEL CT","ALEXANDRIA","LA",71303,10715082,31.291202800000001,-92.479906999999997,null,"Unknown","Not Applicable","Don't Know",null,null,null,"Unknown","Not Applicable",null,null,"Lead Status Unknown"]
[{"$f":"IF(AND(ISBLANK(INDEX($G:$G,)), ISBLANK(INDEX($C:$C,))), \"\", 'PWS Records (System Entry)'!$D$4)","v":"LA1079001"},{"$f":"IF(AND(ISBLANK(INDEX($G:$G,)), ISBLANK(INDEX($C:$C,))), \"\", 'PWS Records (System Entry)'!$D$3)","v":"City of Alexandria Water System"},"2711 MADONNA DR","ALEXANDRIA","LA",71303,10715085,31.296374700000001,-92.469177200000004,null,"Unknown","Not Applicable","Don't Know",null,null,null,"Unknown","Not Applicable",null,null,"Lead Status Unknown"]
[{"$f":"IF(AND(ISBLANK(INDEX($G:$G,)), ISBLANK(INDEX($C:$C,))), \"\", 'PWS Records (System Entry)'!$D$4)","v":"LA1079001"},{"$f":"IF(AND(ISBLANK(INDEX($G:$G,)), ISBLANK(INDEX($C:$C,))), \"\", 'PWS Records (System Entry)'!$D$3)","v":"City of Alexandria Water System"},"1016 HANSEL DR","ALEXANDRIA","LA",71303,10715084,31.2912903,-92.478917600000003,null,"Unknown","Not Applicable","Don't Know",null,null,null,"Unknown","Not Applicable",null,null,"Lead Status Unknown"]
[{"$f":"IF(AND(ISBLANK(INDEX($G:$G,)), ISBLANK(INDEX($C:$C,))), \"\", 'PWS Records (System Entry)'!$D$4)","v":"LA1079001"},{"$f":"IF(AND(ISBLANK(INDEX($G:$G,)), ISBLANK(INDEX($C:$C,))), \"\", 'PWS Records (System Entry)'!$D$3)","v":"City of Alexandria Water System"},"125 ST ANDREWS DR","ALEXANDRIA","LA",71303,10715086,31.299061999999999,-92.544623000000001,null,"Non-Lead - Other","Installation Record (for example, tap card)","Don't Know",null,null,null,"Non-Lead - Other","Installation Record (for example, tap card)",null,null,"Non-Lead"]
[{"$f":"IF(AND(ISBLANK(INDEX($G:$G,)), ISBLANK(INDEX($C:$C,))), \"\", 'PWS Records (System Entry)'!$D$4)","v":"LA1079001"},{"$f":"IF(AND(ISBLANK(INDEX($G:$G,)), ISBLANK(INDEX($C:$C,))), \"\", 'PWS Records (System Entry)'!$D$3)","v":"City of Alexandria Water System"},"1016 NORMAN DR APT A","ALEXANDRIA","LA",71303,10715087,31.325994000000001,-92.526711399999996,null,"Unknown","Not Applicable","Don't Know",null,null,null,"Unknown","Not Applicable",null,null,"Lead Status Unknown"]
[{"$f":"IF(AND(ISBLANK(INDEX($G:$G,)), ISBLANK(INDEX($C:$C,))), \"\", 'PWS Records (System Entry)'!$D$4)","v":"LA1079001"},{"$f":"IF(AND(ISBLANK(INDEX($G:$G,)), ISBLANK(INDEX($C:$C,))), \"\", 'PWS Records (System Entry)'!$D$3)","v":"City of Alexandria Water System"},"2711 OVERTON ST","ALEXANDRIA","LA",71303,10715088,31.288513099999999,-92.450231400000007,null,"Unknown","Not Applicable","Don't Know",null,null,null,"Unknown","Not Applicable",null,null,"Lead Status Unknown"]
[{"$f":"IF(AND(ISBLANK(INDEX($G:$G,)), ISBLANK(INDEX($C:$C,))), \"\", 'PWS Records (System Entry)'!$D$4)","v":"LA1079001"},{"$f":"IF(AND(ISBLANK(INDEX($G:$G,)), ISBLANK(INDEX($C:$C,))), \"\", 'PWS Records (System Entry)'!$D$3)","v":"City of Alexandria Water System"},"1250 DORCHESTER DR","ALEXANDRIA","LA",71303,10715089,31.282976000000001,-92.480092999999997,null,"Unknown","Not Applicable","Don't Know",null,null,null,"Unknown","Not Applicable",null,null,"Lead Status Unknown"]
[{"$f":"IF(AND(ISBLANK(INDEX($G:$G,)), ISBLANK(INDEX($C:$C,))), \"\", 'PWS Records (System Entry)'!$D$4)","v":"LA1079001"},{"$f":"IF(AND(ISBLANK(INDEX($G:$G,)), ISBLANK(INDEX($C:$C,))), \"\", 'PWS Records (System Entry)'!$D$3)","v":"City of Alexandria Water System"},"1016 NORMAN DR APT B","ALEXANDRIA","LA",71303,10715090,31.325994000000001,-92.526711399999996,null,"Unknown","Not Applicable","Don't Know",null,null,null,"Unknown","Not Applicable",null,null,"Lead Status Unknown"]
[{"$f":"IF(AND(ISBLANK(INDEX($G:$G,)), ISBLANK(INDEX($C:$C,))), \"\", 'PWS Records (System Entry)'!$D$4)","v":"LA1079001"},{"$f":"IF(AND(ISBLANK(INDEX($G:$G,)), ISBLANK(INDEX($C:$C,))), \"\", 'PWS Records (System Entry)'!$D$3)","v":"City of Alexandria Water System"},"2711 S MACARTHUR DR","ALEXANDRIA","LA",71303,10715092,31.269154700000001,-92.459115100000005,null,"Unknown","Not Applicable","Don't Know",null,null,null,"Unknown","Not Applicable",null,null,"Lead Status Unknown"]
[{"$f":"IF(AND(ISBLANK(INDEX($G:$G,)), ISBLANK(INDEX($C:$C,))), \"\", 'PWS Records (System Entry)'!$D$4)","v":"LA1079001"},{"$f":"IF(AND(ISBLANK(INDEX($G:$G,)), ISBLANK(INDEX($C:$C,))), \"\", 'PWS Records (System Entry)'!$D$3)","v":"City of Alexandria Water System"},"2711 S MACARTHUR DR","ALEXANDRIA","LA",71303,10715094,31.269154700000001,-92.459115100000005,null,"Unknown","Not Applicable","Don't Know",null,null,null,"Unknown","Not Applicable",null,null,"Lead Status Unknown"]
[{"$f":"IF(AND(ISBLANK(INDEX($G:$G,)), ISBLANK(INDEX($C:$C,))), \"\", 'PWS Records (System Entry)'!$D$4)","v":"LA1079001"},{"$f":"IF(AND(ISBLANK(INDEX($G:$G,)), ISBLANK(INDEX($C:$C,))), \"\", 'PWS Records (System Entry)'!$D$3)","v":"City of Alexandria Water System"},"1250 HUFFMAN ST","ALEXANDRIA","LA",71303,10715091,31.2941878,-92.447255999999996,null,"Unknown","Not Applicable","Don't Know",null,null,null,"Unknown","Not Applicable",null,null,"Lead Status Unknown"]
[{"$f":"IF(AND(ISBLANK(INDEX($G:$G,)), ISBLANK(INDEX($C:$C,))), \"\", 'PWS Records (System Entry)'!$D$4)","v":"LA1079001"},{"$f":"IF(AND(ISBLANK(INDEX($G:$G,)), ISBLANK(INDEX($C:$C,))), \"\", 'PWS Records (System Entry)'!$D$3)","v":"City of Alexandria Water System"},"1016 NYE DR BLDG 4403-A","ALEXANDRIA","LA",71303,10715093,31.326135000000001,-92.521688600000004,null,"Unknown","Not Applicable","Don't Know",null,null,null,"Unknown","Not Applicable",null,null,"Lead Status Unknown"]
[{"$f":"IF(AND(ISBLANK(INDEX($G:$G,)), ISBLANK(INDEX($C:$C,))), \"\", 'PWS Records (System Entry)'!$D$4)","v":"LA1079001"},{"$f":"IF(AND(ISBLANK(INDEX($G:$G,)), ISBLANK(INDEX($C:$C,))), \"\", 'PWS Records (System Entry)'!$D$3)","v":"City of Alexandria Water System"},"1250 MACARTHUR DR","ALEXANDRIA","LA",71303,10715095,31.287590300000002,-92.475760300000005,null,"Unknown","Not Applicable","Don't Know",null,null,null,"Unknown","Not Applicable",null,null,"Lead Status Unknown"]
[{"$f":"IF(AND(ISBLANK(INDEX($G:$G,)), ISBLANK(INDEX($C:$C,))), \"\", 'PWS Records (System Entry)'!$D$4)","v":"LA1079001"},{"$f":"IF(AND(ISBLANK(INDEX($G:$G,)), ISBLANK(INDEX($C:$C,))), \"\", 'PWS Records (System Entry)'!$D$3)","v":"City of Alexandria Water System"},"1016 NYE DR BLDG 4403-B","ALEXANDRIA","LA",71303,10715096,31.326135000000001,-92.521688600000004,null,"Unknown","Not Applicable","Don't Know",null,null,null,"Unknown","Not Applicable",null,null,"Lead Status Unknown"]
[{"$f":"IF(AND(ISBLANK(INDEX($G:$G,)), ISBLANK(INDEX($C:$C,))), \"\", 'PWS Records (System Entry)'!$D$4)","v":"LA1079001"},{"$f":"IF(AND(ISBLANK(INDEX($G:$G,)), ISBLANK(INDEX($C:$C,))), \"\", 'PWS Records (System Entry)'!$D$3)","v":"City of Alexandria Water System"},"1250 RAPIDES AVE","ALEXANDRIA","LA",71303,10715097,31.311831300000001,-92.457902700000005,null,"Unknown","Not Applicable","Don't Know",null,null,null,"Unknown","Not Applicable",null,null,"Lead Status Unknown"]
[{"$f":"IF(AND(ISBLANK(INDEX($G:$G,)), ISBLANK(INDEX($C:$C,))), \"\", 'PWS Records (System Entry)'!$D$4)","v":"LA1079001"},{"$f":"IF(AND(ISBLANK(INDEX($G:$G,)), ISBLANK(INDEX($C:$C,))), \"\", 'PWS Records (System Entry)'!$D$3)","v":"City of Alexandria Water System"},"2711 SOUTHWOOD ST","ALEXANDRIA","LA",71303,10715098,31.3066104,-92.473069800000005,null,"Unknown","Not Applicable","Don't Know",null,null,null,"Unknown","Not Applicable",null,null,"Lead Status Unknown"]
[{"$f":"IF(AND(ISBLANK(INDEX($G:$G,)), ISBLANK(INDEX($C:$C,))), \"\", 'PWS Records (System Entry)'!$D$4)","v":"LA1079001"},{"$f":"IF(AND(ISBLANK(INDEX($G:$G,)), ISBLANK(INDEX($C:$C,))), \"\", 'PWS Records (System Entry)'!$D$3)","v":"City of Alexandria Water System"},"1016 PACKARD DR BLDG 3819","ALEXANDRIA","LA",71303,10715099,31.3174204,-92.524763500000006,null,"Unknown","Not Applicable","Don't Know",null,null,null,"Unknown","Not Applicable",null,null,"Lead Status Unknown"]
[{"$f":"IF(AND(ISBLANK(INDEX($G:$G,)), ISBLANK(INDEX($C:$C,))), \"\", 'PWS Records (System Entry)'!$D$4)","v":"LA1079001"},{"$f":"IF(AND(ISBLANK(INDEX($G:$G,)), ISBLANK(INDEX($C:$C,))), \"\", 'PWS Records (System Entry)'!$D$3)","v":"City of Alexandria Water System"},"1251 BARRISTER ST","ALEXANDRIA","LA",71303,10715100,31.299713100000002,-92.452646000000001,null,"Unknown","Not Applicable","Don't Know",null,null,null,"Unknown","Not Applicable",null,null,"Lead Status Unknown"]
[{"$f":"IF(AND(ISBLANK(INDEX($G:$G,)), ISBLANK(INDEX($C:$C,))), \"\", 'PWS Records (System Entry)'!$D$4)","v":"LA1079001"},{"$f":"IF(AND(ISBLANK(INDEX($G:$G,)), ISBLANK(INDEX($C:$C,))), \"\", 'PWS Records (System Entry)'!$D$3)","v":"City of Alexandria Water System"},"2712 6TH ST","ALEXANDRIA","LA",71303,10715102,31.2982057,-92.432500200000007,null,"Unknown","Not Applicable","Don't Know",null,null,null,"Unknown","Not Applicable",null,null,"Lead Status Unknown"]
[{"$f":"IF(AND(ISBLANK(INDEX($G:$G,)), ISBLANK(INDEX($C:$C,))), \"\", 'PWS Records (System Entry)'!$D$4)","v":"LA1079001"},{"$f":"IF(AND(ISBLANK(INDEX($G:$G,)), ISBLANK(INDEX($C:$C,))), \"\", 'PWS Records (System Entry)'!$D$3)","v":"City of Alexandria Water System"},"1016 ROYCE DR BLDG 3605","ALEXANDRIA","LA",71303,10715101,31.315183000000001,-92.5247849,null,"Unknown","Not Applicable","Don't Know",null,null,null,"Unknown","Not Applicable",null,null,"Lead Status Unknown"]
[{"$f":"IF(AND(ISBLANK(INDEX($G:$G,)), ISBLANK(INDEX($C:$C,))), \"\", 'PWS Records (System Entry)'!$D$4)","v":"LA1079001"},{"$f":"IF(AND(ISBLANK(INDEX($G:$G,)), ISBLANK(INDEX($C:$C,))), \"\", 'PWS Records (System Entry)'!$D$3)","v":"City of Alexandria Water System"},"1251 CANTERBURY DR","ALEXANDRIA","LA",71303,10715103,31.2856521,-92.478654500000005,null,"Unknown","Not Applicable","Don't Know",null,null,null,"Unknown","Not Applicable",null,null,"Lead Status Unknown"]
[{"$f":"IF(AND(ISBLANK(INDEX($G:$G,)), ISBLANK(INDEX($C:$C,))), \"\", 'PWS Records (System Entry)'!$D$4)","v":"LA1079001"},{"$f":"IF(AND(ISBLANK(INDEX($G:$G,)), ISBLANK(INDEX($C:$C,))), \"\", 'PWS Records (System Entry)'!$D$3)","v":"City of Alexandria Water System"},"1016 SCHILLING DR BLDG 3917","ALEXANDRIA","LA",71303,10715104,31.318626999999999,-92.524604299999993,null,"Unknown","Not Applicable","Don't Know",null,null,null,"Unknown","Not Applicable",null,null,"Lead Status Unknown"]
[{"$f":"IF(AND(ISBLANK(INDEX($G:$G,)), ISBLANK(INDEX($C:$C,))), \"\", 'PWS Records (System Entry)'!$D$4)","v":"LA1079001"},{"$f":"IF(AND(ISBLANK(INDEX($G:$G,)), ISBLANK(INDEX($C:$C,))), \"\", 'PWS Records (System Entry)'!$D$3)","v":"City of Alexandria Water System"},"2712 7TH ST","ALEXANDRIA","LA",71303,10715105,31.297942899999999,-92.432820300000003,null,"Unknown","Not Applicable","Don't Know",null,null,null,"Unknown","Not Applicable",null,null,"Lead Status Unknown"]
[{"$f":"IF(AND(ISBLANK(INDEX($G:$G,)), ISBLANK(INDEX($C:$C,))), \"\", 'PWS Records (System Entry)'!$D$4)","v":"LA1079001"},{"$f":"IF(AND(ISBLANK(INDEX($G:$G,)), ISBLANK(INDEX($C:$C,))), \"\", 'PWS Records (System Entry)'!$D$3)","v":"City of Alexandria Water System"},"1251 SOUTHAMPTON DR","ALEXANDRIA","LA",71303,10715106,31.285102699999999,-92.479791899999995,null,"Unknown","Not Applicable","Don't Know",null,null,null,"Unknown","Not Applicable",null,null,{"$f":"IF(AND(INDEX($K:$K,)=\"\", INDEX($L:$L,)=\"\", INDEX($M:$M,)=\"\", INDEX($Q:$Q,)=\"\", INDEX($R:$R,)=\"\"), \"\", IF(OR(INDEX($K:$K,)=\"Lead\",INDEX($Q:$Q,)=\"Lead\"),\"Lead\",IF(OR(AND(OR(INDEX($M:$M,)=\"Yes\", INDEX($M:$M,)=\"Don't Know\", INDEX($M:$M,)=\"\"), INDEX($Q:$Q,)=\"Galvanized Iron/Steel\"), AND(INDEX($K:$K,)=\"Unknown\", INDEX($M:$M,)=\"No\", INDEX($Q:$Q,)=\"Galvanized Iron/Steel\")), \"Galvanized Requiring Replacement\", IF(OR(AND(OR(INDEX($K:$K,)=\"Galvanized Iron/Steel\", INDEX($K:$K,)=\"Non-Lead - Copper\", INDEX($K:$K,)=\"Non-Lead - Plastic\", INDEX($K:$K,)=\"Non-Lead - Other\", INDEX($K:$K,)=\"Non-Lead - Material Unknown\", INDEX($K:$K,)=\"No System Owned Portion\"), OR(INDEX($Q:$Q,)=\"Galvanized Iron/Steel\", INDEX($Q:$Q,)=\"Non-Lead - Copper\", INDEX($Q:$Q,)=\"Non-Lead - Plastic\", INDEX($Q:$Q,)=\"Non-Lead - Other\", INDEX($Q:$Q,)=\"Non-Lead - Predictive Model\", INDEX($Q:$Q,)=\"No Customer Owned Portion\")), AND(OR( INDEX($K:$K,)=\"Galvanized Iron/Steel\", INDEX($K:$K,)=\"Non-Lead - Copper\", INDEX($K:$K,)=\"Non-Lead - Plastic\", INDEX($K:$K,)=\"Non-Lead - Other\", INDEX($K:$K,)=\"Non-Lead - Material Unknown\", INDEX($K:$K,)=\"No System Owned Portion\"), INDEX($M:$M,)=\"No\", INDEX($Q:$Q,)=\"Non-Lead - Material Unknown\")), \"Non-Lead\", \"Lead Status Unknown\"))))","v":"Lead Status Unknown"}]
[{"$f":"IF(AND(ISBLANK(INDEX($G:$G,)), ISBLANK(INDEX($C:$C,))), \"\", 'PWS Records (System Entry)'!$D$4)","v":"LA1079001"},{"$f":"IF(AND(ISBLANK(INDEX($G:$G,)), ISBLANK(INDEX($C:$C,))), \"\", 'PWS Records (System Entry)'!$D$3)","v":"City of Alexandria Water System"},"1016 SEBILLE DR","ALEXANDRIA","LA",71303,10715107,31.316529500000001,-92.524703400000007,null,"Unknown","Not Applicable","Don't Know",null,null,null,"Unknown","Not Applicable",null,null,"Lead Status Unknown"]
[{"$f":"IF(AND(ISBLANK(INDEX($G:$G,)), ISBLANK(INDEX($C:$C,))), \"\", 'PWS Records (System Entry)'!$D$4)","v":"LA1079001"},{"$f":"IF(AND(ISBLANK(INDEX($G:$G,)), ISBLANK(INDEX($C:$C,))), \"\", 'PWS Records (System Entry)'!$D$3)","v":"City of Alexandria Water System"},"2712 HARRIS ST","ALEXANDRIA","LA",71303,10715109,31.2884487,-92.449130299999993,null,"Unknown","Not Applicable","Don't Know",null,null,null,"Unknown","Not Applicable",null,null,"Lead Status Unknown"]
[{"$f":"IF(AND(ISBLANK(INDEX($G:$G,)), ISBLANK(INDEX($C:$C,))), \"\", 'PWS Records (System Entry)'!$D$4)","v":"LA1079001"},{"$f":"IF(AND(ISBLANK(INDEX($G:$G,)), ISBLANK(INDEX($C:$C,))), \"\", 'PWS Records (System Entry)'!$D$3)","v":"City of Alexandria Water System"},"1251 WILSHIRE DR","ALEXANDRIA","LA",71303,10715108,31.2867064,-92.477814499999994,null,"Unknown","Not Applicable","Don't Know",null,null,null,"Unknown","Not Applicable",null,null,"Lead Status Unknown"]
[{"$f":"IF(AND(ISBLANK(INDEX($G:$G,)), ISBLANK(INDEX($C:$C,))), \"\", 'PWS Records (System Entry)'!$D$4)","v":"LA1079001"},{"$f":"IF(AND(ISBLANK(INDEX($G:$G,)), ISBLANK(INDEX($C:$C,))), \"\", 'PWS Records (System Entry)'!$D$3)","v":"City of Alexandria Water System"},"1016 SNOW WHITE DR","ALEXANDRIA","LA",71303,10715110,31.2901129,-92.482657099999997,null,"Unknown","Not Applicable","Don't Know",null,null,null,"Unknown","Not Applicable",null,null,"Lead Status Unknown"]
[{"$f":"IF(AND(ISBLANK(INDEX($G:$G,)), ISBLANK(INDEX($C:$C,))), \"\", 'PWS Records (System Entry)'!$D$4)","v":"LA1079001"},{"$f":"IF(AND(ISBLANK(INDEX($G:$G,)), ISBLANK(INDEX($C:$C,))), \"\", 'PWS Records (System Entry)'!$D$3)","v":"City of Alexandria Water System"},"1251-1263 MACARTHUR DR","ALEXANDRIA","LA",71303,10715111,31.287129400000001,-92.474817599999994,null,"Unknown","Not Applicable","Don't Know",null,null,null,"Unknown","Not Applicable",null,null,"Lead Status Unknown"]
[{"$f":"IF(AND(ISBLANK(INDEX($G:$G,)), ISBLANK(INDEX($C:$C,))), \"\", 'PWS Records (System Entry)'!$D$4)","v":"LA1079001"},{"$f":"IF(AND(ISBLANK(INDEX($G:$G,)), ISBLANK(INDEX($C:$C,))), \"\", 'PWS Records (System Entry)'!$D$3)","v":"City of Alexandria Water System"},"2712 HILL ST","ALEXANDRIA","LA",71303,10715114,31.292763900000001,-92.464410200000003,null,"Unknown","Not Applicable","Don't Know",null,null,null,"Unknown","Not Applicable",null,null,"Lead Status Unknown"]
[{"$f":"IF(AND(ISBLANK(INDEX($G:$G,)), ISBLANK(INDEX($C:$C,))), \"\", 'PWS Records (System Entry)'!$D$4)","v":"LA1079001"},{"$f":"IF(AND(ISBLANK(INDEX($G:$G,)), ISBLANK(INDEX($C:$C,))), \"\", 'PWS Records (System Entry)'!$D$3)","v":"City of Alexandria Water System"},"1016 WARREN AVE","ALEXANDRIA","LA",71303,10715112,31.2652787,-92.4901275,null,"Unknown","Not Applicable","Don't Know",null,null,null,"Unknown","Not Applicable",null,null,"Lead Status Unknown"]
[{"$f":"IF(AND(ISBLANK(INDEX($G:$G,)), ISBLANK(INDEX($C:$C,))), \"\", 'PWS Records (System Entry)'!$D$4)","v":"LA1079001"},{"$f":"IF(AND(ISBLANK(INDEX($G:$G,)), ISBLANK(INDEX($C:$C,))), \"\", 'PWS Records (System Entry)'!$D$3)","v":"City of Alexandria Water System"},"1252 CANTERBURY DR","ALEXANDRIA","LA",71303,10715115,31.285691700000001,-92.478751099999997,null,"Unknown","Not Applicable","Don't Know",null,null,null,"Unknown","Not Applicable",null,null,"Lead Status Unknown"]
[{"$f":"IF(AND(ISBLANK(INDEX($G:$G,)), ISBLANK(INDEX($C:$C,))), \"\", 'PWS Records (System Entry)'!$D$4)","v":"LA1079001"},{"$f":"IF(AND(ISBLANK(INDEX($G:$G,)), ISBLANK(INDEX($C:$C,))), \"\", 'PWS Records (System Entry)'!$D$3)","v":"City of Alexandria Water System"},"1016 WISTERIA ST","ALEXANDRIA","LA",71303,10715113,31.304714799999999,-92.451353299999994,null,"Unknown","Not Applicable","Don't Know",null,null,null,"Unknown","Not Applicable",null,null,"Lead Status Unknown"]
[{"$f":"IF(AND(ISBLANK(INDEX($G:$G,)), ISBLANK(INDEX($C:$C,))), \"\", 'PWS Records (System Entry)'!$D$4)","v":"LA1079001"},{"$f":"IF(AND(ISBLANK(INDEX($G:$G,)), ISBLANK(INDEX($C:$C,))), \"\", 'PWS Records (System Entry)'!$D$3)","v":"City of Alexandria Water System"},"1017 24TH ST","ALEXANDRIA","LA",71303,10715116,31.295625999999999,-92.461172099999999,null,"Unknown","Not Applicable","Don't Know",null,null,null,"Unknown","Not Applicable",null,null,"Lead Status Unknown"]
[{"$f":"IF(AND(ISBLANK(INDEX($G:$G,)), ISBLANK(INDEX($C:$C,))), \"\", 'PWS Records (System Entry)'!$D$4)","v":"LA1079001"},{"$f":"IF(AND(ISBLANK(INDEX($G:$G,)), ISBLANK(INDEX($C:$C,))), \"\", 'PWS Records (System Entry)'!$D$3)","v":"City of Alexandria Water System"},"1252 LANCASTER DR","ALEXANDRIA","LA",71303,10715117,31.286052999999999,-92.477861599999997,null,"Unknown","Not Applicable","Don't Know",null,null,null,"Unknown","Not Applicable",null,null,"Lead Status Unknown"]
[{"$f":"IF(AND(ISBLANK(INDEX($G:$G,)), ISBLANK(INDEX($C:$C,))), \"\", 'PWS Records (System Entry)'!$D$4)","v":"LA1079001"},{"$f":"IF(AND(ISBLANK(INDEX($G:$G,)), ISBLANK(INDEX($C:$C,))), \"\", 'PWS Records (System Entry)'!$D$3)","v":"City of Alexandria Water System"},"2712 HYNSON ST","ALEXANDRIA","LA",71303,10715118,31.305746200000002,-92.472696499999998,null,"Unknown","Not Applicable","Don't Know",null,null,null,"Unknown","Not Applicable",null,null,"Lead Status Unknown"]
[{"$f":"IF(AND(ISBLANK(INDEX($G:$G,)), ISBLANK(INDEX($C:$C,))), \"\", 'PWS Records (System Entry)'!$D$4)","v":"LA1079001"},{"$f":"IF(AND(ISBLANK(INDEX($G:$G,)), ISBLANK(INDEX($C:$C,))), \"\", 'PWS Records (System Entry)'!$D$3)","v":"City of Alexandria Water System"},"1017 COUNCIL DR BLDG 4215-A","ALEXANDRIA","LA",71303,10715119,31.326900200000001,-92.522634800000006,null,"Unknown","Not Applicable","Don't Know",null,null,null,"Unknown","Not Applicable",null,null,"Lead Status Unknown"]
[{"$f":"IF(AND(ISBLANK(INDEX($G:$G,)), ISBLANK(INDEX($C:$C,))), \"\", 'PWS Records (System Entry)'!$D$4)","v":"LA1079001"},{"$f":"IF(AND(ISBLANK(INDEX($G:$G,)), ISBLANK(INDEX($C:$C,))), \"\", 'PWS Records (System Entry)'!$D$3)","v":"City of Alexandria Water System"},"1252 SOUTHAMPTON DR","ALEXANDRIA","LA",71303,10715120,31.284742600000001,-92.479681200000002,null,"Unknown","Not Applicable","Don't Know",null,null,null,"Unknown","Not Applicable",null,null,"Lead Status Unknown"]
[{"$f":"IF(AND(ISBLANK(INDEX($G:$G,)), ISBLANK(INDEX($C:$C,))), \"\", 'PWS Records (System Entry)'!$D$4)","v":"LA1079001"},{"$f":"IF(AND(ISBLANK(INDEX($G:$G,)), ISBLANK(INDEX($C:$C,))), \"\", 'PWS Records (System Entry)'!$D$3)","v":"City of Alexandria Water System"},"2712 MONROE ST","ALEXANDRIA","LA",71303,10715121,31.3029437,-92.471444199999993,null,"Unknown","Not Applicable","Don't Know",null,null,null,"Unknown","Not Applicable",null,null,"Lead Status Unknown"]
[{"$f":"IF(AND(ISBLANK(INDEX($G:$G,)), ISBLANK(INDEX($C:$C,))), \"\", 'PWS Records (System Entry)'!$D$4)","v":"LA1079001"},{"$f":"IF(AND(ISBLANK(INDEX($G:$G,)), ISBLANK(INDEX($C:$C,))), \"\", 'PWS Records (System Entry)'!$D$3)","v":"City of Alexandria Water System"},"1017 COUNCIL DR BLDG 4215-B","ALEXANDRIA","LA",71303,10715122,31.326900200000001,-92.522634800000006,null,"Unknown","Not Applicable","Don't Know",null,null,null,"Unknown","Not Applicable",null,null,"Lead Status Unknown"]
[{"$f":"IF(AND(ISBLANK(INDEX($G:$G,)), ISBLANK(INDEX($C:$C,))), \"\", 'PWS Records (System Entry)'!$D$4)","v":"LA1079001"},{"$f":"IF(AND(ISBLANK(INDEX($G:$G,)), ISBLANK(INDEX($C:$C,))), \"\", 'PWS Records (System Entry)'!$D$3)","v":"City of Alexandria Water System"},"1254 BARRISTER ST","ALEXANDRIA","LA",71303,10715123,31.2994518,-92.452587899999997,null,"Unknown","Not Applicable","Don't Know",null,null,null,"Unknown","Not Applicable",null,null,"Lead Status Unknown"]
[{"$f":"IF(AND(ISBLANK(INDEX($G:$G,)), ISBLANK(INDEX($C:$C,))), \"\", 'PWS Records (System Entry)'!$D$4)","v":"LA1079001"},{"$f":"IF(AND(ISBLANK(INDEX($G:$G,)), ISBLANK(INDEX($C:$C,))), \"\", 'PWS Records (System Entry)'!$D$3)","v":"City of Alexandria Water System"},"2712 SUMMERWOOD LN","ALEXANDRIA","LA",71303,10715124,31.315147400000001,-92.479342399999993,null,"Non-Lead - Plastic","Installation Date after Lead Ban","Don't Know",null,null,null,"Non-Lead - Plastic","Installation Date after Lead Ban",null,null,"Non-Lead"]
[{"$f":"IF(AND(ISBLANK(INDEX($G:$G,)), ISBLANK(INDEX($C:$C,))), \"\", 'PWS Records (System Entry)'!$D$4)","v":"LA1079001"},{"$f":"IF(AND(ISBLANK(INDEX($G:$G,)), ISBLANK(INDEX($C:$C,))), \"\", 'PWS Records (System Entry)'!$D$3)","v":"City of Alexandria Water System"},"1017 ELEANOR DR","ALEXANDRIA","LA",71303,10715125,31.2900074,-92.428477999999998,null,"Unknown","Not Applicable","Don't Know",null,null,null,"Unknown","Not Applicable",null,null,"Lead Status Unknown"]
[{"$f":"IF(AND(ISBLANK(INDEX($G:$G,)), ISBLANK(INDEX($C:$C,))), \"\", 'PWS Records (System Entry)'!$D$4)","v":"LA1079001"},{"$f":"IF(AND(ISBLANK(INDEX($G:$G,)), ISBLANK(INDEX($C:$C,))), \"\", 'PWS Records (System Entry)'!$D$3)","v":"City of Alexandria Water System"},"1254 DORCHESTER DR","ALEXANDRIA","LA",71303,10715126,31.2828822,-92.479535100000007,null,"Unknown","Not Applicable","Don't Know",null,null,null,"Unknown","Not Applicable",null,null,"Lead Status Unknown"]
[{"$f":"IF(AND(ISBLANK(INDEX($G:$G,)), ISBLANK(INDEX($C:$C,))), \"\", 'PWS Records (System Entry)'!$D$4)","v":"LA1079001"},{"$f":"IF(AND(ISBLANK(INDEX($G:$G,)), ISBLANK(INDEX($C:$C,))), \"\", 'PWS Records (System Entry)'!$D$3)","v":"City of Alexandria Water System"},"2712 WISE ST","ALEXANDRIA","LA",71303,10715127,31.288058199999998,-92.448027699999997,null,"Unknown","Not Applicable","Don't Know",null,null,null,"Unknown","Not Applicable",null,null,"Lead Status Unknown"]
[{"$f":"IF(AND(ISBLANK(INDEX($G:$G,)), ISBLANK(INDEX($C:$C,))), \"\", 'PWS Records (System Entry)'!$D$4)","v":"LA1079001"},{"$f":"IF(AND(ISBLANK(INDEX($G:$G,)), ISBLANK(INDEX($C:$C,))), \"\", 'PWS Records (System Entry)'!$D$3)","v":"City of Alexandria Water System"},"1017 OXFORD ST","ALEXANDRIA","LA",71303,10715129,31.295986500000001,-92.460305500000004,null,"Unknown","Not Applicable","Don't Know",null,null,null,"Unknown","Not Applicable",null,null,"Lead Status Unknown"]
[{"$f":"IF(AND(ISBLANK(INDEX($G:$G,)), ISBLANK(INDEX($C:$C,))), \"\", 'PWS Records (System Entry)'!$D$4)","v":"LA1079001"},{"$f":"IF(AND(ISBLANK(INDEX($G:$G,)), ISBLANK(INDEX($C:$C,))), \"\", 'PWS Records (System Entry)'!$D$3)","v":"City of Alexandria Water System"},"1254 MACARTHUR DR","ALEXANDRIA","LA",71303,10715128,31.287590300000002,-92.475760300000005,null,"Unknown","Not Applicable","Don't Know",null,null,null,"Unknown","Not Applicable",null,null,"Lead Status Unknown"]
[{"$f":"IF(AND(ISBLANK(INDEX($G:$G,)), ISBLANK(INDEX($C:$C,))), \"\", 'PWS Records (System Entry)'!$D$4)","v":"LA1079001"},{"$f":"IF(AND(ISBLANK(INDEX($G:$G,)), ISBLANK(INDEX($C:$C,))), \"\", 'PWS Records (System Entry)'!$D$3)","v":"City of Alexandria Water System"},"2713 HILL ST","ALEXANDRIA","LA",71303,10715130,31.292655,-92.464562599999994,null,"Unknown","Not Applicable","Don't Know",null,null,null,"Unknown","Not Applicable",null,null,"Lead Status Unknown"]
[{"$f":"IF(AND(ISBLANK(INDEX($G:$G,)), ISBLANK(INDEX($C:$C,))), \"\", 'PWS Records (System Entry)'!$D$4)","v":"LA1079001"},{"$f":"IF(AND(ISBLANK(INDEX($G:$G,)), ISBLANK(INDEX($C:$C,))), \"\", 'PWS Records (System Entry)'!$D$3)","v":"City of Alexandria Water System"},"1255 BARRISTER ST","ALEXANDRIA","LA",71303,10715131,31.299578100000002,-92.4525845,null,"Unknown","Not Applicable","Don't Know",null,null,null,"Unknown","Not Applicable",null,null,"Lead Status Unknown"]
[{"$f":"IF(AND(ISBLANK(INDEX($G:$G,)), ISBLANK(INDEX($C:$C,))), \"\", 'PWS Records (System Entry)'!$D$4)","v":"LA1079001"},{"$f":"IF(AND(ISBLANK(INDEX($G:$G,)), ISBLANK(INDEX($C:$C,))), \"\", 'PWS Records (System Entry)'!$D$3)","v":"City of Alexandria Water System"},"1017 PACKARD DR","ALEXANDRIA","LA",71303,10715132,31.317578000000001,-92.524592400000003,null,"Unknown","Not Applicable","Don't Know",null,null,null,"Unknown","Not Applicable",null,null,"Lead Status Unknown"]
[{"$f":"IF(AND(ISBLANK(INDEX($G:$G,)), ISBLANK(INDEX($C:$C,))), \"\", 'PWS Records (System Entry)'!$D$4)","v":"LA1079001"},{"$f":"IF(AND(ISBLANK(INDEX($G:$G,)), ISBLANK(INDEX($C:$C,))), \"\", 'PWS Records (System Entry)'!$D$3)","v":"City of Alexandria Water System"},"1255 CANTERBURY DR","ALEXANDRIA","LA",71303,10715133,31.285382999999999,-92.478340500000002,null,"Unknown","Not Applicable","Don't Know",null,null,null,"Unknown","Not Applicable",null,null,"Lead Status Unknown"]
[{"$f":"IF(AND(ISBLANK(INDEX($G:$G,)), ISBLANK(INDEX($C:$C,))), \"\", 'PWS Records (System Entry)'!$D$4)","v":"LA1079001"},{"$f":"IF(AND(ISBLANK(INDEX($G:$G,)), ISBLANK(INDEX($C:$C,))), \"\", 'PWS Records (System Entry)'!$D$3)","v":"City of Alexandria Water System"},"2713 LASALLE DR","ALEXANDRIA","LA",71303,10715134,31.319343499999999,-92.481753900000001,null,"Unknown","Not Applicable","Don't Know",null,null,null,"Unknown","Not Applicable",null,null,"Lead Status Unknown"]
[{"$f":"IF(AND(ISBLANK(INDEX($G:$G,)), ISBLANK(INDEX($C:$C,))), \"\", 'PWS Records (System Entry)'!$D$4)","v":"LA1079001"},{"$f":"IF(AND(ISBLANK(INDEX($G:$G,)), ISBLANK(INDEX($C:$C,))), \"\", 'PWS Records (System Entry)'!$D$3)","v":"City of Alexandria Water System"},"1017 ROYCE DR BLDG 3707","ALEXANDRIA","LA",71303,10715135,31.315271200000002,-92.524723199999997,null,"Unknown","Not Applicable","Don't Know",null,null,null,"Unknown","Not Applicable",null,null,"Lead Status Unknown"]
[{"$f":"IF(AND(ISBLANK(INDEX($G:$G,)), ISBLANK(INDEX($C:$C,))), \"\", 'PWS Records (System Entry)'!$D$4)","v":"LA1079001"},{"$f":"IF(AND(ISBLANK(INDEX($G:$G,)), ISBLANK(INDEX($C:$C,))), \"\", 'PWS Records (System Entry)'!$D$3)","v":"City of Alexandria Water System"},"1255 LANCASTER DR","ALEXANDRIA","LA",71303,10715136,31.2861619,-92.477883599999998,null,"Unknown","Not Applicable","Don't Know",null,null,null,"Unknown","Not Applicable",null,null,"Lead Status Unknown"]
[{"$f":"IF(AND(ISBLANK(INDEX($G:$G,)), ISBLANK(INDEX($C:$C,))), \"\", 'PWS Records (System Entry)'!$D$4)","v":"LA1079001"},{"$f":"IF(AND(ISBLANK(INDEX($G:$G,)), ISBLANK(INDEX($C:$C,))), \"\", 'PWS Records (System Entry)'!$D$3)","v":"City of Alexandria Water System"},"1017 SCHILLING DR BLDG 4008","ALEXANDRIA","LA",71303,10715137,31.3187763,-92.524429699999999,null,"Unknown","Not Applicable","Don't Know",null,null,null,"Unknown","Not Applicable",null,null,"Lead Status Unknown"]
[{"$f":"IF(AND(ISBLANK(INDEX($G:$G,)), ISBLANK(INDEX($C:$C,))), \"\", 'PWS Records (System Entry)'!$D$4)","v":"LA1079001"},{"$f":"IF(AND(ISBLANK(INDEX($G:$G,)), ISBLANK(INDEX($C:$C,))), \"\", 'PWS Records (System Entry)'!$D$3)","v":"City of Alexandria Water System"},"2713 LEVIN ST","ALEXANDRIA","LA",71303,10715138,31.3038393,-92.4719877,null,"Non-Lead - Other","Installation Date after Lead Ban","Don't Know",null,null,null,"Non-Lead - Other","Installation Date after Lead Ban",null,null,"Non-Lead"]
[{"$f":"IF(AND(ISBLANK(INDEX($G:$G,)), ISBLANK(INDEX($C:$C,))), \"\", 'PWS Records (System Entry)'!$D$4)","v":"LA1079001"},{"$f":"IF(AND(ISBLANK(INDEX($G:$G,)), ISBLANK(INDEX($C:$C,))), \"\", 'PWS Records (System Entry)'!$D$3)","v":"City of Alexandria Water System"},"1017 SEBILLE DR BLDG 3808","ALEXANDRIA","LA",71303,10715139,31.316653599999999,-92.524596900000006,null,"Unknown","Not Applicable","Don't Know",null,null,null,"Unknown","Not Applicable",null,null,"Lead Status Unknown"]
[{"$f":"IF(AND(ISBLANK(INDEX($G:$G,)), ISBLANK(INDEX($C:$C,))), \"\", 'PWS Records (System Entry)'!$D$4)","v":"LA1079001"},{"$f":"IF(AND(ISBLANK(INDEX($G:$G,)), ISBLANK(INDEX($C:$C,))), \"\", 'PWS Records (System Entry)'!$D$3)","v":"City of Alexandria Water System"},"1255 SOUTHAMPTON DR","ALEXANDRIA","LA",71303,10715140,31.284775700000001,-92.479637199999999,null,"Unknown","Not Applicable","Don't Know",null,null,null,"Unknown","Not Applicable",null,null,"Lead Status Unknown"]
[{"$f":"IF(AND(ISBLANK(INDEX($G:$G,)), ISBLANK(INDEX($C:$C,))), \"\", 'PWS Records (System Entry)'!$D$4)","v":"LA1079001"},{"$f":"IF(AND(ISBLANK(INDEX($G:$G,)), ISBLANK(INDEX($C:$C,))), \"\", 'PWS Records (System Entry)'!$D$3)","v":"City of Alexandria Water System"},"1255 SOUTHAMPTON DR","ALEXANDRIA","LA",71303,10715142,31.284775700000001,-92.479637199999999,null,"Unknown","Not Applicable","Don't Know",null,null,null,"Unknown","Not Applicable",null,null,"Lead Status Unknown"]
[{"$f":"IF(AND(ISBLANK(INDEX($G:$G,)), ISBLANK(INDEX($C:$C,))), \"\", 'PWS Records (System Entry)'!$D$4)","v":"LA1079001"},{"$f":"IF(AND(ISBLANK(INDEX($G:$G,)), ISBLANK(INDEX($C:$C,))), \"\", 'PWS Records (System Entry)'!$D$3)","v":"City of Alexandria Water System"},"2713 MAIN ST","ALEXANDRIA","LA",71303,10715141,31.3008673,-92.430012300000001,null,"Unknown","Not Applicable","Don't Know",null,null,null,"Unknown","Not Applicable",null,null,"Lead Status Unknown"]
[{"$f":"IF(AND(ISBLANK(INDEX($G:$G,)), ISBLANK(INDEX($C:$C,))), \"\", 'PWS Records (System Entry)'!$D$4)","v":"LA1079001"},{"$f":"IF(AND(ISBLANK(INDEX($G:$G,)), ISBLANK(INDEX($C:$C,))), \"\", 'PWS Records (System Entry)'!$D$3)","v":"City of Alexandria Water System"},"1017 SOUTH ST","ALEXANDRIA","LA",71303,10715143,31.3193187,-92.466966900000003,null,"Non-Lead - Other","Installation Record (for example, tap card)","Don't Know",null,null,null,"Non-Lead - Other","Installation Record (for example, tap card)",null,null,"Non-Lead"]
[{"$f":"IF(AND(ISBLANK(INDEX($G:$G,)), ISBLANK(INDEX($C:$C,))), \"\", 'PWS Records (System Entry)'!$D$4)","v":"LA1079001"},{"$f":"IF(AND(ISBLANK(INDEX($G:$G,)), ISBLANK(INDEX($C:$C,))), \"\", 'PWS Records (System Entry)'!$D$3)","v":"City of Alexandria Water System"},"1256 CANTERBURY DR","ALEXANDRIA","LA",71303,10715144,31.2854888,-92.478562800000006,null,"Unknown","Not Applicable","Don't Know",null,null,null,"Unknown","Not Applicable",null,null,"Lead Status Unknown"]
[{"$f":"IF(AND(ISBLANK(INDEX($G:$G,)), ISBLANK(INDEX($C:$C,))), \"\", 'PWS Records (System Entry)'!$D$4)","v":"LA1079001"},{"$f":"IF(AND(ISBLANK(INDEX($G:$G,)), ISBLANK(INDEX($C:$C,))), \"\", 'PWS Records (System Entry)'!$D$3)","v":"City of Alexandria Water System"},"1017 STRACENER ST","ALEXANDRIA","LA",71303,10715145,31.320052499999999,-92.466164899999995,null,"Unknown","Not Applicable","Don't Know",null,null,null,"Unknown","Not Applicable",null,null,"Lead Status Unknown"]
[{"$f":"IF(AND(ISBLANK(INDEX($G:$G,)), ISBLANK(INDEX($C:$C,))), \"\", 'PWS Records (System Entry)'!$D$4)","v":"LA1079001"},{"$f":"IF(AND(ISBLANK(INDEX($G:$G,)), ISBLANK(INDEX($C:$C,))), \"\", 'PWS Records (System Entry)'!$D$3)","v":"City of Alexandria Water System"},"2713 OVERTON ST","ALEXANDRIA","LA",71303,10715146,31.2884159,-92.450240300000004,null,"Unknown","Not Applicable","Don't Know",null,null,null,"Unknown","Not Applicable",null,null,"Lead Status Unknown"]
[{"$f":"IF(AND(ISBLANK(INDEX($G:$G,)), ISBLANK(INDEX($C:$C,))), \"\", 'PWS Records (System Entry)'!$D$4)","v":"LA1079001"},{"$f":"IF(AND(ISBLANK(INDEX($G:$G,)), ISBLANK(INDEX($C:$C,))), \"\", 'PWS Records (System Entry)'!$D$3)","v":"City of Alexandria Water System"},"1256 SOUTHAMPTON DR","ALEXANDRIA","LA",71303,10715147,31.284500900000001,-92.479539799999998,null,"Unknown","Not Applicable","Don't Know",null,null,null,"Unknown","Not Applicable",null,null,"Lead Status Unknown"]
[{"$f":"IF(AND(ISBLANK(INDEX($G:$G,)), ISBLANK(INDEX($C:$C,))), \"\", 'PWS Records (System Entry)'!$D$4)","v":"LA1079001"},{"$f":"IF(AND(ISBLANK(INDEX($G:$G,)), ISBLANK(INDEX($C:$C,))), \"\", 'PWS Records (System Entry)'!$D$3)","v":"City of Alexandria Water System"},"1018 COUNCIL DR BLDG 4304-A","ALEXANDRIA","LA",71303,10715148,31.326772200000001,-92.522869700000001,null,"Unknown","Not Applicable","Don't Know",null,null,null,"Unknown","Not Applicable",null,null,"Lead Status Unknown"]
[{"$f":"IF(AND(ISBLANK(INDEX($G:$G,)), ISBLANK(INDEX($C:$C,))), \"\", 'PWS Records (System Entry)'!$D$4)","v":"LA1079001"},{"$f":"IF(AND(ISBLANK(INDEX($G:$G,)), ISBLANK(INDEX($C:$C,))), \"\", 'PWS Records (System Entry)'!$D$3)","v":"City of Alexandria Water System"},"2713 WOODLAWN DR","ALEXANDRIA","LA",71303,10715149,31.318481200000001,-92.481425000000002,null,"Unknown","Not Applicable","Don't Know",null,null,null,"Unknown","Not Applicable",null,null,"Lead Status Unknown"]
[{"$f":"IF(AND(ISBLANK(INDEX($G:$G,)), ISBLANK(INDEX($C:$C,))), \"\", 'PWS Records (System Entry)'!$D$4)","v":"LA1079001"},{"$f":"IF(AND(ISBLANK(INDEX($G:$G,)), ISBLANK(INDEX($C:$C,))), \"\", 'PWS Records (System Entry)'!$D$3)","v":"City of Alexandria Water System"},"1259 BARRISTER ST UNIT A","ALEXANDRIA","LA",71303,10715150,31.299447000000001,-92.452525800000004,null,"Unknown","Not Applicable","Don't Know",null,null,null,"Unknown","Not Applicable",null,null,"Lead Status Unknown"]
[{"$f":"IF(AND(ISBLANK(INDEX($G:$G,)), ISBLANK(INDEX($C:$C,))), \"\", 'PWS Records (System Entry)'!$D$4)","v":"LA1079001"},{"$f":"IF(AND(ISBLANK(INDEX($G:$G,)), ISBLANK(INDEX($C:$C,))), \"\", 'PWS Records (System Entry)'!$D$3)","v":"City of Alexandria Water System"},"1018 COUNCIL DR BLDG 4304-B","ALEXANDRIA","LA",71303,10715151,31.326772200000001,-92.522869700000001,null,"Unknown","Not Applicable","Don't Know",null,null,null,"Unknown","Not Applicable",null,null,"Lead Status Unknown"]
[{"$f":"IF(AND(ISBLANK(INDEX($G:$G,)), ISBLANK(INDEX($C:$C,))), \"\", 'PWS Records (System Entry)'!$D$4)","v":"LA1079001"},{"$f":"IF(AND(ISBLANK(INDEX($G:$G,)), ISBLANK(INDEX($C:$C,))), \"\", 'PWS Records (System Entry)'!$D$3)","v":"City of Alexandria Water System"},"2714 CULPEPPER RD APT A","ALEXANDRIA","LA",71302,10715152,31.264155899999999,-92.462577100000004,null,"Unknown","Not Applicable","Don't Know",null,null,null,"Unknown","Not Applicable",null,null,"Lead Status Unknown"]
[{"$f":"IF(AND(ISBLANK(INDEX($G:$G,)), ISBLANK(INDEX($C:$C,))), \"\", 'PWS Records (System Entry)'!$D$4)","v":"LA1079001"},{"$f":"IF(AND(ISBLANK(INDEX($G:$G,)), ISBLANK(INDEX($C:$C,))), \"\", 'PWS Records (System Entry)'!$D$3)","v":"City of Alexandria Water System"},"1259 MURRAY ST","ALEXANDRIA","LA",71303,10715153,31.3060613,-92.450593600000005,null,"Unknown","Not Applicable","Don't Know",null,null,null,"Unknown","Not Applicable",null,null,"Lead Status Unknown"]
[{"$f":"IF(AND(ISBLANK(INDEX($G:$G,)), ISBLANK(INDEX($C:$C,))), \"\", 'PWS Records (System Entry)'!$D$4)","v":"LA1079001"},{"$f":"IF(AND(ISBLANK(INDEX($G:$G,)), ISBLANK(INDEX($C:$C,))), \"\", 'PWS Records (System Entry)'!$D$3)","v":"City of Alexandria Water System"},"1018 ELEANOR DR","ALEXANDRIA","LA",71303,10715154,31.290072599999998,-92.428487799999999,null,"Unknown","Not Applicable","Don't Know",null,null,null,"Unknown","Not Applicable",null,null,"Lead Status Unknown"]
[{"$f":"IF(AND(ISBLANK(INDEX($G:$G,)), ISBLANK(INDEX($C:$C,))), \"\", 'PWS Records (System Entry)'!$D$4)","v":"LA1079001"},{"$f":"IF(AND(ISBLANK(INDEX($G:$G,)), ISBLANK(INDEX($C:$C,))), \"\", 'PWS Records (System Entry)'!$D$3)","v":"City of Alexandria Water System"},"1259 SOUTHAMPTON DR","ALEXANDRIA","LA",71303,10715155,31.284486999999999,-92.479451100000006,null,"Unknown","Not Applicable","Don't Know",null,null,null,"Unknown","Not Applicable",null,null,"Lead Status Unknown"]
[{"$f":"IF(AND(ISBLANK(INDEX($G:$G,)), ISBLANK(INDEX($C:$C,))), \"\", 'PWS Records (System Entry)'!$D$4)","v":"LA1079001"},{"$f":"IF(AND(ISBLANK(INDEX($G:$G,)), ISBLANK(INDEX($C:$C,))), \"\", 'PWS Records (System Entry)'!$D$3)","v":"City of Alexandria Water System"},"1259 SOUTHAMPTON DR","ALEXANDRIA","LA",71303,10715158,31.284486999999999,-92.479451100000006,null,"Unknown","Not Applicable","Don't Know",null,null,null,"Unknown","Not Applicable",null,null,"Lead Status Unknown"]
[{"$f":"IF(AND(ISBLANK(INDEX($G:$G,)), ISBLANK(INDEX($C:$C,))), \"\", 'PWS Records (System Entry)'!$D$4)","v":"LA1079001"},{"$f":"IF(AND(ISBLANK(INDEX($G:$G,)), ISBLANK(INDEX($C:$C,))), \"\", 'PWS Records (System Entry)'!$D$3)","v":"City of Alexandria Water System"},"1018 OXFORD ST","ALEXANDRIA","LA",71303,10715156,31.295901400000002,-92.460331499999995,null,"Unknown","Not Applicable","Don't Know",null,null,null,"Unknown","Not Applicable",null,null,"Lead Status Unknown"]
[{"$f":"IF(AND(ISBLANK(INDEX($G:$G,)), ISBLANK(INDEX($C:$C,))), \"\", 'PWS Records (System Entry)'!$D$4)","v":"LA1079001"},{"$f":"IF(AND(ISBLANK(INDEX($G:$G,)), ISBLANK(INDEX($C:$C,))), \"\", 'PWS Records (System Entry)'!$D$3)","v":"City of Alexandria Water System"},"2714 CULPEPPER RD APT B","ALEXANDRIA","LA",71302,10715157,31.264155899999999,-92.462577100000004,null,"Unknown","Not Applicable","Don't Know",null,null,null,"Unknown","Not Applicable",null,null,"Lead Status Unknown"]
[{"$f":"IF(AND(ISBLANK(INDEX($G:$G,)), ISBLANK(INDEX($C:$C,))), \"\", 'PWS Records (System Entry)'!$D$4)","v":"LA1079001"},{"$f":"IF(AND(ISBLANK(INDEX($G:$G,)), ISBLANK(INDEX($C:$C,))), \"\", 'PWS Records (System Entry)'!$D$3)","v":"City of Alexandria Water System"},"1018 ROYCE DR BLDG 3606","ALEXANDRIA","LA",71303,10715159,31.3152443,-92.524652000000003,null,"Unknown","Not Applicable","Don't Know",null,null,null,"Unknown","Not Applicable",null,null,"Lead Status Unknown"]
[{"$f":"IF(AND(ISBLANK(INDEX($G:$G,)), ISBLANK(INDEX($C:$C,))), \"\", 'PWS Records (System Entry)'!$D$4)","v":"LA1079001"},{"$f":"IF(AND(ISBLANK(INDEX($G:$G,)), ISBLANK(INDEX($C:$C,))), \"\", 'PWS Records (System Entry)'!$D$3)","v":"City of Alexandria Water System"},"2714 LASALLE DR","ALEXANDRIA","LA",71303,10715161,31.319390299999998,-92.481781699999999,null,"Unknown","Not Applicable","Don't Know",null,null,null,"Unknown","Not Applicable",null,null,"Lead Status Unknown"]
[{"$f":"IF(AND(ISBLANK(INDEX($G:$G,)), ISBLANK(INDEX($C:$C,))), \"\", 'PWS Records (System Entry)'!$D$4)","v":"LA1079001"},{"$f":"IF(AND(ISBLANK(INDEX($G:$G,)), ISBLANK(INDEX($C:$C,))), \"\", 'PWS Records (System Entry)'!$D$3)","v":"City of Alexandria Water System"},"126 CHELSEA ST","ALEXANDRIA","LA",71303,10715160,31.323001300000001,-92.455577599999998,null,"Unknown","Not Applicable","Don't Know",null,null,null,"Unknown","Not Applicable",null,null,"Lead Status Unknown"]
[{"$f":"IF(AND(ISBLANK(INDEX($G:$G,)), ISBLANK(INDEX($C:$C,))), \"\", 'PWS Records (System Entry)'!$D$4)","v":"LA1079001"},{"$f":"IF(AND(ISBLANK(INDEX($G:$G,)), ISBLANK(INDEX($C:$C,))), \"\", 'PWS Records (System Entry)'!$D$3)","v":"City of Alexandria Water System"},"1018 SCHILLING DR BLDG 3916","ALEXANDRIA","LA",71303,10715162,31.3187611,-92.5243325,null,"Unknown","Not Applicable","Don't Know",null,null,null,"Unknown","Not Applicable",null,null,"Lead Status Unknown"]
[{"$f":"IF(AND(ISBLANK(INDEX($G:$G,)), ISBLANK(INDEX($C:$C,))), \"\", 'PWS Records (System Entry)'!$D$4)","v":"LA1079001"},{"$f":"IF(AND(ISBLANK(INDEX($G:$G,)), ISBLANK(INDEX($C:$C,))), \"\", 'PWS Records (System Entry)'!$D$3)","v":"City of Alexandria Water System"},"126 COOK AVE","ALEXANDRIA","LA",71303,10715163,31.305702499999999,-92.461227300000004,null,"Unknown","Not Applicable","Don't Know",null,null,null,"Unknown","Not Applicable",null,null,"Lead Status Unknown"]
[{"$f":"IF(AND(ISBLANK(INDEX($G:$G,)), ISBLANK(INDEX($C:$C,))), \"\", 'PWS Records (System Entry)'!$D$4)","v":"LA1079001"},{"$f":"IF(AND(ISBLANK(INDEX($G:$G,)), ISBLANK(INDEX($C:$C,))), \"\", 'PWS Records (System Entry)'!$D$3)","v":"City of Alexandria Water System"},"2714 WISE ST","ALEXANDRIA","LA",71303,10715164,31.287951799999998,-92.448040300000002,null,"Unknown","Not Applicable","Don't Know",null,null,null,"Unknown","Not Applicable",null,null,"Lead Status Unknown"]
[{"$f":"IF(AND(ISBLANK(INDEX($G:$G,)), ISBLANK(INDEX($C:$C,))), \"\", 'PWS Records (System Entry)'!$D$4)","v":"LA1079001"},{"$f":"IF(AND(ISBLANK(INDEX($G:$G,)), ISBLANK(INDEX($C:$C,))), \"\", 'PWS Records (System Entry)'!$D$3)","v":"City of Alexandria Water System"},"1018 SEBILLE DR BLDG 3717","ALEXANDRIA","LA",71303,10715166,31.316659000000001,-92.524478200000004,null,"Unknown","Not Applicable","Don't Know",null,null,null,"Unknown","Not Applicable",null,null,"Lead Status Unknown"]
[{"$f":"IF(AND(ISBLANK(INDEX($G:$G,)), ISBLANK(INDEX($C:$C,))), \"\", 'PWS Records (System Entry)'!$D$4)","v":"LA1079001"},{"$f":"IF(AND(ISBLANK(INDEX($G:$G,)), ISBLANK(INDEX($C:$C,))), \"\", 'PWS Records (System Entry)'!$D$3)","v":"City of Alexandria Water System"},"126 LONGFELLOW DR","ALEXANDRIA","LA",71303,10715165,31.290800000000001,-92.411508900000001,null,"Unknown","Not Applicable","Don't Know",null,null,null,"Unknown","Not Applicable",null,null,"Lead Status Unknown"]
[{"$f":"IF(AND(ISBLANK(INDEX($G:$G,)), ISBLANK(INDEX($C:$C,))), \"\", 'PWS Records (System Entry)'!$D$4)","v":"LA1079001"},{"$f":"IF(AND(ISBLANK(INDEX($G:$G,)), ISBLANK(INDEX($C:$C,))), \"\", 'PWS Records (System Entry)'!$D$3)","v":"City of Alexandria Water System"},"2714 WOODLAWN DR","ALEXANDRIA","LA",71303,10715167,31.318682899999999,-92.481172400000005,null,"Unknown","Not Applicable","Don't Know",null,null,null,"Unknown","Not Applicable",null,null,"Lead Status Unknown"]
[{"$f":"IF(AND(ISBLANK(INDEX($G:$G,)), ISBLANK(INDEX($C:$C,))), \"\", 'PWS Records (System Entry)'!$D$4)","v":"LA1079001"},{"$f":"IF(AND(ISBLANK(INDEX($G:$G,)), ISBLANK(INDEX($C:$C,))), \"\", 'PWS Records (System Entry)'!$D$3)","v":"City of Alexandria Water System"},"126 N 15TH ST","ALEXANDRIA","LA",71303,10715168,31.312328099999998,-92.460463799999999,null,"Unknown","Not Applicable","Don't Know",null,null,null,"Unknown","Not Applicable",null,null,"Lead Status Unknown"]
[{"$f":"IF(AND(ISBLANK(INDEX($G:$G,)), ISBLANK(INDEX($C:$C,))), \"\", 'PWS Records (System Entry)'!$D$4)","v":"LA1079001"},{"$f":"IF(AND(ISBLANK(INDEX($G:$G,)), ISBLANK(INDEX($C:$C,))), \"\", 'PWS Records (System Entry)'!$D$3)","v":"City of Alexandria Water System"},"1018 SOUTH ST","ALEXANDRIA","LA",71303,10715169,31.319367199999999,-92.466941000000006,null,"Unknown","Not Applicable","Don't Know",null,null,null,"Unknown","Not Applicable",null,null,"Lead Status Unknown"]
[{"$f":"IF(AND(ISBLANK(INDEX($G:$G,)), ISBLANK(INDEX($C:$C,))), \"\", 'PWS Records (System Entry)'!$D$4)","v":"LA1079001"},{"$f":"IF(AND(ISBLANK(INDEX($G:$G,)), ISBLANK(INDEX($C:$C,))), \"\", 'PWS Records (System Entry)'!$D$3)","v":"City of Alexandria Water System"},"2715 BAYOU VIEW WATER DR","ALEXANDRIA","LA",71301,10715170,31.309254800000001,-92.4749999,null,"Unknown","Not Applicable","Don't Know",null,null,null,"Unknown","Not Applicable",null,null,{"$f":"IF(AND(INDEX($K:$K,)=\"\", INDEX($L:$L,)=\"\", INDEX($M:$M,)=\"\", INDEX($Q:$Q,)=\"\", INDEX($R:$R,)=\"\"), \"\", IF(OR(INDEX($K:$K,)=\"Lead\",INDEX($Q:$Q,)=\"Lead\"),\"Lead\",IF(OR(AND(OR(INDEX($M:$M,)=\"Yes\", INDEX($M:$M,)=\"Don't Know\", INDEX($M:$M,)=\"\"), INDEX($Q:$Q,)=\"Galvanized Iron/Steel\"), AND(INDEX($K:$K,)=\"Unknown\", INDEX($M:$M,)=\"No\", INDEX($Q:$Q,)=\"Galvanized Iron/Steel\")), \"Galvanized Requiring Replacement\", IF(OR(AND(OR(INDEX($K:$K,)=\"Galvanized Iron/Steel\", INDEX($K:$K,)=\"Non-Lead - Copper\", INDEX($K:$K,)=\"Non-Lead - Plastic\", INDEX($K:$K,)=\"Non-Lead - Other\", INDEX($K:$K,)=\"Non-Lead - Material Unknown\", INDEX($K:$K,)=\"No System Owned Portion\"), OR(INDEX($Q:$Q,)=\"Galvanized Iron/Steel\", INDEX($Q:$Q,)=\"Non-Lead - Copper\", INDEX($Q:$Q,)=\"Non-Lead - Plastic\", INDEX($Q:$Q,)=\"Non-Lead - Other\", INDEX($Q:$Q,)=\"Non-Lead - Predictive Model\", INDEX($Q:$Q,)=\"No Customer Owned Portion\")), AND(OR( INDEX($K:$K,)=\"Galvanized Iron/Steel\", INDEX($K:$K,)=\"Non-Lead - Copper\", INDEX($K:$K,)=\"Non-Lead - Plastic\", INDEX($K:$K,)=\"Non-Lead - Other\", INDEX($K:$K,)=\"Non-Lead - Material Unknown\", INDEX($K:$K,)=\"No System Owned Portion\"), INDEX($M:$M,)=\"No\", INDEX($Q:$Q,)=\"Non-Lead - Material Unknown\")), \"Non-Lead\", \"Lead Status Unknown\"))))","v":"Lead Status Unknown"}]
[{"$f":"IF(AND(ISBLANK(INDEX($G:$G,)), ISBLANK(INDEX($C:$C,))), \"\", 'PWS Records (System Entry)'!$D$4)","v":"LA1079001"},{"$f":"IF(AND(ISBLANK(INDEX($G:$G,)), ISBLANK(INDEX($C:$C,))), \"\", 'PWS Records (System Entry)'!$D$3)","v":"City of Alexandria Water System"},"1260 CANTERBURY DR","ALEXANDRIA","LA",71303,10715171,31.285325499999999,-92.478352400000006,null,"Unknown","Not Applicable","Don't Know",null,null,null,"Unknown","Not Applicable",null,null,"Lead Status Unknown"]
[{"$f":"IF(AND(ISBLANK(INDEX($G:$G,)), ISBLANK(INDEX($C:$C,))), \"\", 'PWS Records (System Entry)'!$D$4)","v":"LA1079001"},{"$f":"IF(AND(ISBLANK(INDEX($G:$G,)), ISBLANK(INDEX($C:$C,))), \"\", 'PWS Records (System Entry)'!$D$3)","v":"City of Alexandria Water System"},"1260 CANTERBURY DR","ALEXANDRIA","LA",71303,10715175,31.285325499999999,-92.478352400000006,null,"Unknown","Not Applicable","Don't Know",null,null,null,"Unknown","Not Applicable",null,null,"Lead Status Unknown"]
[{"$f":"IF(AND(ISBLANK(INDEX($G:$G,)), ISBLANK(INDEX($C:$C,))), \"\", 'PWS Records (System Entry)'!$D$4)","v":"LA1079001"},{"$f":"IF(AND(ISBLANK(INDEX($G:$G,)), ISBLANK(INDEX($C:$C,))), \"\", 'PWS Records (System Entry)'!$D$3)","v":"City of Alexandria Water System"},"1019 BROOKS BLVD","ALEXANDRIA","LA",71303,10715172,31.303931299999999,-92.514699399999998,null,"Unknown","Not Applicable","Don't Know",null,null,null,"Unknown","Not Applicable",null,null,"Lead Status Unknown"]
[{"$f":"IF(AND(ISBLANK(INDEX($G:$G,)), ISBLANK(INDEX($C:$C,))), \"\", 'PWS Records (System Entry)'!$D$4)","v":"LA1079001"},{"$f":"IF(AND(ISBLANK(INDEX($G:$G,)), ISBLANK(INDEX($C:$C,))), \"\", 'PWS Records (System Entry)'!$D$3)","v":"City of Alexandria Water System"},"2715 GEORGES LN","ALEXANDRIA","LA",71303,10715173,31.291076499999999,-92.464391599999999,null,"Unknown","Not Applicable","Don't Know",null,null,null,"Unknown","Not Applicable",null,null,"Lead Status Unknown"]
[{"$f":"IF(AND(ISBLANK(INDEX($G:$G,)), ISBLANK(INDEX($C:$C,))), \"\", 'PWS Records (System Entry)'!$D$4)","v":"LA1079001"},{"$f":"IF(AND(ISBLANK(INDEX($G:$G,)), ISBLANK(INDEX($C:$C,))), \"\", 'PWS Records (System Entry)'!$D$3)","v":"City of Alexandria Water System"},"1019 CANDY LN","ALEXANDRIA","LA",71303,10715174,31.290488100000001,-92.480663300000003,null,"Unknown","Not Applicable","Don't Know",null,null,null,"Unknown","Not Applicable",null,null,"Lead Status Unknown"]
[{"$f":"IF(AND(ISBLANK(INDEX($G:$G,)), ISBLANK(INDEX($C:$C,))), \"\", 'PWS Records (System Entry)'!$D$4)","v":"LA1079001"},{"$f":"IF(AND(ISBLANK(INDEX($G:$G,)), ISBLANK(INDEX($C:$C,))), \"\", 'PWS Records (System Entry)'!$D$3)","v":"City of Alexandria Water System"},"2715 HORSESHOE DR","ALEXANDRIA","LA",71301,10715176,31.260182,-92.463064200000005,null,"Unknown","Not Applicable","Don't Know",null,null,null,"Unknown","Not Applicable",null,null,"Lead Status Unknown"]
[{"$f":"IF(AND(ISBLANK(INDEX($G:$G,)), ISBLANK(INDEX($C:$C,))), \"\", 'PWS Records (System Entry)'!$D$4)","v":"LA1079001"},{"$f":"IF(AND(ISBLANK(INDEX($G:$G,)), ISBLANK(INDEX($C:$C,))), \"\", 'PWS Records (System Entry)'!$D$3)","v":"City of Alexandria Water System"},"1260 SOUTHAMPTON DR","ALEXANDRIA","LA",71303,10715177,31.284263899999999,-92.479312399999998,null,"Unknown","Not Applicable","Don't Know",null,null,null,"Unknown","Not Applicable",null,null,"Lead Status Unknown"]
[{"$f":"IF(AND(ISBLANK(INDEX($G:$G,)), ISBLANK(INDEX($C:$C,))), \"\", 'PWS Records (System Entry)'!$D$4)","v":"LA1079001"},{"$f":"IF(AND(ISBLANK(INDEX($G:$G,)), ISBLANK(INDEX($C:$C,))), \"\", 'PWS Records (System Entry)'!$D$3)","v":"City of Alexandria Water System"},"1019 CINDERELLA CT","ALEXANDRIA","LA",71303,10715178,31.290423700000002,-92.481678000000002,null,"Unknown","Not Applicable","Don't Know",null,null,null,"Unknown","Not Applicable",null,null,"Lead Status Unknown"]
[{"$f":"IF(AND(ISBLANK(INDEX($G:$G,)), ISBLANK(INDEX($C:$C,))), \"\", 'PWS Records (System Entry)'!$D$4)","v":"LA1079001"},{"$f":"IF(AND(ISBLANK(INDEX($G:$G,)), ISBLANK(INDEX($C:$C,))), \"\", 'PWS Records (System Entry)'!$D$3)","v":"City of Alexandria Water System"},"2715 HYNSON ST","ALEXANDRIA","LA",71303,10715179,31.305627000000001,-92.472859499999998,null,"Unknown","Not Applicable","Don't Know",null,null,null,"Unknown","Not Applicable",null,null,"Lead Status Unknown"]
[{"$f":"IF(AND(ISBLANK(INDEX($G:$G,)), ISBLANK(INDEX($C:$C,))), \"\", 'PWS Records (System Entry)'!$D$4)","v":"LA1079001"},{"$f":"IF(AND(ISBLANK(INDEX($G:$G,)), ISBLANK(INDEX($C:$C,))), \"\", 'PWS Records (System Entry)'!$D$3)","v":"City of Alexandria Water System"},"1260 TEXAS AVE STE G","ALEXANDRIA","LA",71301,10715181,31.288532100000001,-92.472716399999996,null,"Unknown","Not Applicable","Don't Know",null,null,null,"Unknown","Not Applicable",null,null,"Lead Status Unknown"]
[{"$f":"IF(AND(ISBLANK(INDEX($G:$G,)), ISBLANK(INDEX($C:$C,))), \"\", 'PWS Records (System Entry)'!$D$4)","v":"LA1079001"},{"$f":"IF(AND(ISBLANK(INDEX($G:$G,)), ISBLANK(INDEX($C:$C,))), \"\", 'PWS Records (System Entry)'!$D$3)","v":"City of Alexandria Water System"},"1019 DAOUST DR BLDG 4607-A","ALEXANDRIA","LA",71303,10715180,31.3252974,-92.525917000000007,null,"Unknown","Not Applicable","Don't Know",null,null,null,"Unknown","Not Applicable",null,null,"Lead Status Unknown"]
[{"$f":"IF(AND(ISBLANK(INDEX($G:$G,)), ISBLANK(INDEX($C:$C,))), \"\", 'PWS Records (System Entry)'!$D$4)","v":"LA1079001"},{"$f":"IF(AND(ISBLANK(INDEX($G:$G,)), ISBLANK(INDEX($C:$C,))), \"\", 'PWS Records (System Entry)'!$D$3)","v":"City of Alexandria Water System"},"2715 LEVIN ST","ALEXANDRIA","LA",71303,10715184,31.303753499999999,-92.472200099999995,null,"Unknown","Not Applicable","Don't Know",null,null,null,"Unknown","Not Applicable",null,null,"Lead Status Unknown"]
[{"$f":"IF(AND(ISBLANK(INDEX($G:$G,)), ISBLANK(INDEX($C:$C,))), \"\", 'PWS Records (System Entry)'!$D$4)","v":"LA1079001"},{"$f":"IF(AND(ISBLANK(INDEX($G:$G,)), ISBLANK(INDEX($C:$C,))), \"\", 'PWS Records (System Entry)'!$D$3)","v":"City of Alexandria Water System"},"1019 DAOUST DR BLDG 4607-B","ALEXANDRIA","LA",71303,10715182,31.3252974,-92.525917000000007,null,"Unknown","Not Applicable","Don't Know",null,null,null,"Unknown","Not Applicable",null,null,"Lead Status Unknown"]
[{"$f":"IF(AND(ISBLANK(INDEX($G:$G,)), ISBLANK(INDEX($C:$C,))), \"\", 'PWS Records (System Entry)'!$D$4)","v":"LA1079001"},{"$f":"IF(AND(ISBLANK(INDEX($G:$G,)), ISBLANK(INDEX($C:$C,))), \"\", 'PWS Records (System Entry)'!$D$3)","v":"City of Alexandria Water System"},"1260 TEXAS AVE UNIT A","ALEXANDRIA","LA",71301,10715183,31.288532100000001,-92.472716399999996,null,"Unknown","Not Applicable","Don't Know",null,null,null,"Unknown","Not Applicable",null,null,"Lead Status Unknown"]
[{"$f":"IF(AND(ISBLANK(INDEX($G:$G,)), ISBLANK(INDEX($C:$C,))), \"\", 'PWS Records (System Entry)'!$D$4)","v":"LA1079001"},{"$f":"IF(AND(ISBLANK(INDEX($G:$G,)), ISBLANK(INDEX($C:$C,))), \"\", 'PWS Records (System Entry)'!$D$3)","v":"City of Alexandria Water System"},"1019 GRETEL CT","ALEXANDRIA","LA",71303,10715185,31.291005200000001,-92.479775000000004,null,"Unknown","Not Applicable","Don't Know",null,null,null,"Unknown","Not Applicable",null,null,"Lead Status Unknown"]
[{"$f":"IF(AND(ISBLANK(INDEX($G:$G,)), ISBLANK(INDEX($C:$C,))), \"\", 'PWS Records (System Entry)'!$D$4)","v":"LA1079001"},{"$f":"IF(AND(ISBLANK(INDEX($G:$G,)), ISBLANK(INDEX($C:$C,))), \"\", 'PWS Records (System Entry)'!$D$3)","v":"City of Alexandria Water System"},"1260 TEXAS AVE UNIT B","ALEXANDRIA","LA",71301,10715186,31.288532100000001,-92.472716399999996,null,"Unknown","Not Applicable","Don't Know",null,null,null,"Unknown","Not Applicable",null,null,"Lead Status Unknown"]
[{"$f":"IF(AND(ISBLANK(INDEX($G:$G,)), ISBLANK(INDEX($C:$C,))), \"\", 'PWS Records (System Entry)'!$D$4)","v":"LA1079001"},{"$f":"IF(AND(ISBLANK(INDEX($G:$G,)), ISBLANK(INDEX($C:$C,))), \"\", 'PWS Records (System Entry)'!$D$3)","v":"City of Alexandria Water System"},"2715 MAIN ST","ALEXANDRIA","LA",71303,10715191,31.300787499999998,-92.429888599999998,null,"Unknown","Not Applicable","Don't Know",null,null,null,"Unknown","Not Applicable",null,null,"Lead Status Unknown"]
[{"$f":"IF(AND(ISBLANK(INDEX($G:$G,)), ISBLANK(INDEX($C:$C,))), \"\", 'PWS Records (System Entry)'!$D$4)","v":"LA1079001"},{"$f":"IF(AND(ISBLANK(INDEX($G:$G,)), ISBLANK(INDEX($C:$C,))), \"\", 'PWS Records (System Entry)'!$D$3)","v":"City of Alexandria Water System"},"1019 HEYMAN LN","ALEXANDRIA","LA",71303,10715187,31.2896,-92.483426399999999,null,"Unknown","Not Applicable","Don't Know",null,null,null,"Unknown","Not Applicable",null,null,"Lead Status Unknown"]
[{"$f":"IF(AND(ISBLANK(INDEX($G:$G,)), ISBLANK(INDEX($C:$C,))), \"\", 'PWS Records (System Entry)'!$D$4)","v":"LA1079001"},{"$f":"IF(AND(ISBLANK(INDEX($G:$G,)), ISBLANK(INDEX($C:$C,))), \"\", 'PWS Records (System Entry)'!$D$3)","v":"City of Alexandria Water System"},"1260 TEXAS AVE STE F","ALEXANDRIA","LA",71301,10715188,31.288532100000001,-92.472716399999996,null,"Unknown","Not Applicable","Don't Know",null,null,null,"Unknown","Not Applicable",null,null,"Lead Status Unknown"]
[{"$f":"IF(AND(ISBLANK(INDEX($G:$G,)), ISBLANK(INDEX($C:$C,))), \"\", 'PWS Records (System Entry)'!$D$4)","v":"LA1079001"},{"$f":"IF(AND(ISBLANK(INDEX($G:$G,)), ISBLANK(INDEX($C:$C,))), \"\", 'PWS Records (System Entry)'!$D$3)","v":"City of Alexandria Water System"},"1019 NORMAN DR APT A","ALEXANDRIA","LA",71303,10715189,31.326088599999999,-92.526426900000004,null,"Unknown","Not Applicable","Don't Know",null,null,null,"Unknown","Not Applicable",null,null,"Lead Status Unknown"]
[{"$f":"IF(AND(ISBLANK(INDEX($G:$G,)), ISBLANK(INDEX($C:$C,))), \"\", 'PWS Records (System Entry)'!$D$4)","v":"LA1079001"},{"$f":"IF(AND(ISBLANK(INDEX($G:$G,)), ISBLANK(INDEX($C:$C,))), \"\", 'PWS Records (System Entry)'!$D$3)","v":"City of Alexandria Water System"},"1260 TEXAS AVE STE H","ALEXANDRIA","LA",71301,10715190,31.288532100000001,-92.472716399999996,null,"Unknown","Not Applicable","Don't Know",null,null,null,"Unknown","Not Applicable",null,null,"Lead Status Unknown"]
[{"$f":"IF(AND(ISBLANK(INDEX($G:$G,)), ISBLANK(INDEX($C:$C,))), \"\", 'PWS Records (System Entry)'!$D$4)","v":"LA1079001"},{"$f":"IF(AND(ISBLANK(INDEX($G:$G,)), ISBLANK(INDEX($C:$C,))), \"\", 'PWS Records (System Entry)'!$D$3)","v":"City of Alexandria Water System"},"1019 NORMAN DR APT B","ALEXANDRIA","LA",71303,10715192,31.326088599999999,-92.526426900000004,null,"Unknown","Not Applicable","Don't Know",null,null,null,"Unknown","Not Applicable",null,null,"Lead Status Unknown"]
[{"$f":"IF(AND(ISBLANK(INDEX($G:$G,)), ISBLANK(INDEX($C:$C,))), \"\", 'PWS Records (System Entry)'!$D$4)","v":"LA1079001"},{"$f":"IF(AND(ISBLANK(INDEX($G:$G,)), ISBLANK(INDEX($C:$C,))), \"\", 'PWS Records (System Entry)'!$D$3)","v":"City of Alexandria Water System"},"1263 SOUTHAMPTON DR","ALEXANDRIA","LA",71303,10715193,31.284210999999999,-92.479103800000004,null,"Unknown","Not Applicable","Don't Know",null,null,null,"Unknown","Not Applicable",null,null,"Lead Status Unknown"]
[{"$f":"IF(AND(ISBLANK(INDEX($G:$G,)), ISBLANK(INDEX($C:$C,))), \"\", 'PWS Records (System Entry)'!$D$4)","v":"LA1079001"},{"$f":"IF(AND(ISBLANK(INDEX($G:$G,)), ISBLANK(INDEX($C:$C,))), \"\", 'PWS Records (System Entry)'!$D$3)","v":"City of Alexandria Water System"},"2715 MARYE ST","ALEXANDRIA","LA",71303,10715194,31.294989099999999,-92.467354900000004,null,"Unknown","Not Applicable","Don't Know",null,null,null,"Unknown","Not Applicable",null,null,"Lead Status Unknown"]
[{"$f":"IF(AND(ISBLANK(INDEX($G:$G,)), ISBLANK(INDEX($C:$C,))), \"\", 'PWS Records (System Entry)'!$D$4)","v":"LA1079001"},{"$f":"IF(AND(ISBLANK(INDEX($G:$G,)), ISBLANK(INDEX($C:$C,))), \"\", 'PWS Records (System Entry)'!$D$3)","v":"City of Alexandria Water System"},"1019 PACKARD DR","ALEXANDRIA","LA",71303,10715195,31.3177013,-92.5243708,null,"Unknown","Not Applicable","Don't Know",null,null,null,"Unknown","Not Applicable",null,null,"Lead Status Unknown"]
[{"$f":"IF(AND(ISBLANK(INDEX($G:$G,)), ISBLANK(INDEX($C:$C,))), \"\", 'PWS Records (System Entry)'!$D$4)","v":"LA1079001"},{"$f":"IF(AND(ISBLANK(INDEX($G:$G,)), ISBLANK(INDEX($C:$C,))), \"\", 'PWS Records (System Entry)'!$D$3)","v":"City of Alexandria Water System"},"1264 CANTERBURY DR","ALEXANDRIA","LA",71303,10715196,31.285086199999999,-92.477919200000002,null,"Unknown","Not Applicable","Don't Know",null,null,null,"Unknown","Not Applicable",null,null,"Lead Status Unknown"]
[{"$f":"IF(AND(ISBLANK(INDEX($G:$G,)), ISBLANK(INDEX($C:$C,))), \"\", 'PWS Records (System Entry)'!$D$4)","v":"LA1079001"},{"$f":"IF(AND(ISBLANK(INDEX($G:$G,)), ISBLANK(INDEX($C:$C,))), \"\", 'PWS Records (System Entry)'!$D$3)","v":"City of Alexandria Water System"},"1019 PAPIN ST","ALEXANDRIA","LA",71303,10715197,31.290765100000002,-92.429864300000006,null,"Unknown","Not Applicable","Don't Know",null,null,null,"Unknown","Not Applicable",null,null,"Lead Status Unknown"]
[{"$f":"IF(AND(ISBLANK(INDEX($G:$G,)), ISBLANK(INDEX($C:$C,))), \"\", 'PWS Records (System Entry)'!$D$4)","v":"LA1079001"},{"$f":"IF(AND(ISBLANK(INDEX($G:$G,)), ISBLANK(INDEX($C:$C,))), \"\", 'PWS Records (System Entry)'!$D$3)","v":"City of Alexandria Water System"},"2715 MARYE ST","ALEXANDRIA","LA",71303,10715198,31.294989099999999,-92.467354900000004,null,"Unknown","Not Applicable","Don't Know",null,null,null,"Unknown","Not Applicable",null,null,"Lead Status Unknown"]
[{"$f":"IF(AND(ISBLANK(INDEX($G:$G,)), ISBLANK(INDEX($C:$C,))), \"\", 'PWS Records (System Entry)'!$D$4)","v":"LA1079001"},{"$f":"IF(AND(ISBLANK(INDEX($G:$G,)), ISBLANK(INDEX($C:$C,))), \"\", 'PWS Records (System Entry)'!$D$3)","v":"City of Alexandria Water System"},"1264 SOUTHAMPTON DR","ALEXANDRIA","LA",71303,10715199,31.2841725,-92.4791472,null,"Unknown","Not Applicable","Don't Know",null,null,null,"Unknown","Not Applicable",null,null,"Lead Status Unknown"]
[{"$f":"IF(AND(ISBLANK(INDEX($G:$G,)), ISBLANK(INDEX($C:$C,))), \"\", 'PWS Records (System Entry)'!$D$4)","v":"LA1079001"},{"$f":"IF(AND(ISBLANK(INDEX($G:$G,)), ISBLANK(INDEX($C:$C,))), \"\", 'PWS Records (System Entry)'!$D$3)","v":"City of Alexandria Water System"},"1019 SCHILLING DR BLDG 4009-A","ALEXANDRIA","LA",71303,10715200,31.318913200000001,-92.524129099999996,null,"Unknown","Not Applicable","Don't Know",null,null,null,"Unknown","Not Applicable",null,null,"Lead Status Unknown"]
[{"$f":"IF(AND(ISBLANK(INDEX($G:$G,)), ISBLANK(INDEX($C:$C,))), \"\", 'PWS Records (System Entry)'!$D$4)","v":"LA1079001"},{"$f":"IF(AND(ISBLANK(INDEX($G:$G,)), ISBLANK(INDEX($C:$C,))), \"\", 'PWS Records (System Entry)'!$D$3)","v":"City of Alexandria Water System"},"2715 S MACARTHUR DR","ALEXANDRIA","LA",71301,10715201,31.268993500000001,-92.458879999999994,null,"Unknown","Not Applicable","Don't Know",null,null,null,"Unknown","Not Applicable",null,null,"Lead Status Unknown"]
[{"$f":"IF(AND(ISBLANK(INDEX($G:$G,)), ISBLANK(INDEX($C:$C,))), \"\", 'PWS Records (System Entry)'!$D$4)","v":"LA1079001"},{"$f":"IF(AND(ISBLANK(INDEX($G:$G,)), ISBLANK(INDEX($C:$C,))), \"\", 'PWS Records (System Entry)'!$D$3)","v":"City of Alexandria Water System"},"1267 DORCHESTER DR","ALEXANDRIA","LA",71303,10715202,31.283111000000002,-92.479715999999996,null,"Unknown","Not Applicable","Don't Know",null,null,null,"Unknown","Not Applicable",null,null,"Lead Status Unknown"]
[{"$f":"IF(AND(ISBLANK(INDEX($G:$G,)), ISBLANK(INDEX($C:$C,))), \"\", 'PWS Records (System Entry)'!$D$4)","v":"LA1079001"},{"$f":"IF(AND(ISBLANK(INDEX($G:$G,)), ISBLANK(INDEX($C:$C,))), \"\", 'PWS Records (System Entry)'!$D$3)","v":"City of Alexandria Water System"},"1019 SCHILLING DR APT B","ALEXANDRIA","LA",71303,10715203,31.318913200000001,-92.524129099999996,null,"Unknown","Not Applicable","Don't Know",null,null,null,"Unknown","Not Applicable",null,null,"Lead Status Unknown"]
[{"$f":"IF(AND(ISBLANK(INDEX($G:$G,)), ISBLANK(INDEX($C:$C,))), \"\", 'PWS Records (System Entry)'!$D$4)","v":"LA1079001"},{"$f":"IF(AND(ISBLANK(INDEX($G:$G,)), ISBLANK(INDEX($C:$C,))), \"\", 'PWS Records (System Entry)'!$D$3)","v":"City of Alexandria Water System"},"2715 SABINE DR","ALEXANDRIA","LA",71303,10715204,31.317727300000001,-92.481037099999995,null,"Unknown","Not Applicable","Don't Know",null,null,null,"Unknown","Not Applicable",null,null,"Lead Status Unknown"]
[{"$f":"IF(AND(ISBLANK(INDEX($G:$G,)), ISBLANK(INDEX($C:$C,))), \"\", 'PWS Records (System Entry)'!$D$4)","v":"LA1079001"},{"$f":"IF(AND(ISBLANK(INDEX($G:$G,)), ISBLANK(INDEX($C:$C,))), \"\", 'PWS Records (System Entry)'!$D$3)","v":"City of Alexandria Water System"},"1268 DORCHESTER DR","ALEXANDRIA","LA",71303,10715205,31.282622799999999,-92.478993000000003,null,"Unknown","Not Applicable","Don't Know",null,null,null,"Unknown","Not Applicable",null,null,"Lead Status Unknown"]
[{"$f":"IF(AND(ISBLANK(INDEX($G:$G,)), ISBLANK(INDEX($C:$C,))), \"\", 'PWS Records (System Entry)'!$D$4)","v":"LA1079001"},{"$f":"IF(AND(ISBLANK(INDEX($G:$G,)), ISBLANK(INDEX($C:$C,))), \"\", 'PWS Records (System Entry)'!$D$3)","v":"City of Alexandria Water System"},"1019 SEBILLE DR BLDG 3809","ALEXANDRIA","LA",71303,10715206,31.3167945,-92.524351899999999,null,"Unknown","Not Applicable","Don't Know",null,null,null,"Unknown","Not Applicable",null,null,"Lead Status Unknown"]
[{"$f":"IF(AND(ISBLANK(INDEX($G:$G,)), ISBLANK(INDEX($C:$C,))), \"\", 'PWS Records (System Entry)'!$D$4)","v":"LA1079001"},{"$f":"IF(AND(ISBLANK(INDEX($G:$G,)), ISBLANK(INDEX($C:$C,))), \"\", 'PWS Records (System Entry)'!$D$3)","v":"City of Alexandria Water System"},"1268 S HAMPTON DR","ALEXANDRIA","LA",71303,10715207,31.283899300000002,-92.478638099999998,null,"Unknown","Not Applicable","Don't Know",null,null,null,"Unknown","Not Applicable",null,null,"Lead Status Unknown"]
[{"$f":"IF(AND(ISBLANK(INDEX($G:$G,)), ISBLANK(INDEX($C:$C,))), \"\", 'PWS Records (System Entry)'!$D$4)","v":"LA1079001"},{"$f":"IF(AND(ISBLANK(INDEX($G:$G,)), ISBLANK(INDEX($C:$C,))), \"\", 'PWS Records (System Entry)'!$D$3)","v":"City of Alexandria Water System"},"2715 SOUTHWOOD ST","ALEXANDRIA","LA",71303,10715208,31.306552700000001,-92.473229000000003,null,"Unknown","Not Applicable","Don't Know",null,null,null,"Unknown","Not Applicable",null,null,"Lead Status Unknown"]
[{"$f":"IF(AND(ISBLANK(INDEX($G:$G,)), ISBLANK(INDEX($C:$C,))), \"\", 'PWS Records (System Entry)'!$D$4)","v":"LA1079001"},{"$f":"IF(AND(ISBLANK(INDEX($G:$G,)), ISBLANK(INDEX($C:$C,))), \"\", 'PWS Records (System Entry)'!$D$3)","v":"City of Alexandria Water System"},"1019 TWIN BRIDGES RD","ALEXANDRIA","LA",71301,10715209,31.264503000000001,-92.491094899999993,null,"Non-Lead - Other","Installation Date after Lead Ban","Don't Know",null,null,null,"Non-Lead - Other","Installation Date after Lead Ban",null,null,"Non-Lead"]
[{"$f":"IF(AND(ISBLANK(INDEX($G:$G,)), ISBLANK(INDEX($C:$C,))), \"\", 'PWS Records (System Entry)'!$D$4)","v":"LA1079001"},{"$f":"IF(AND(ISBLANK(INDEX($G:$G,)), ISBLANK(INDEX($C:$C,))), \"\", 'PWS Records (System Entry)'!$D$3)","v":"City of Alexandria Water System"},"1269 PRESIDENTS DR","ALEXANDRIA","LA",71303,10715211,31.3230152,-92.484964000000005,null,"Non-Lead - Plastic","Installation Date after Lead Ban","Don't Know",null,null,null,"Non-Lead - Plastic","Installation Date after Lead Ban",null,null,"Non-Lead"]
[{"$f":"IF(AND(ISBLANK(INDEX($G:$G,)), ISBLANK(INDEX($C:$C,))), \"\", 'PWS Records (System Entry)'!$D$4)","v":"LA1079001"},{"$f":"IF(AND(ISBLANK(INDEX($G:$G,)), ISBLANK(INDEX($C:$C,))), \"\", 'PWS Records (System Entry)'!$D$3)","v":"City of Alexandria Water System"},"102 CHELSEA ST","ALEXANDRIA","LA",71303,10715212,31.323150200000001,-92.454797200000002,null,"Unknown","Not Applicable","Don't Know",null,null,null,"Unknown","Not Applicable",null,null,"Lead Status Unknown"]
[{"$f":"IF(AND(ISBLANK(INDEX($G:$G,)), ISBLANK(INDEX($C:$C,))), \"\", 'PWS Records (System Entry)'!$D$4)","v":"LA1079001"},{"$f":"IF(AND(ISBLANK(INDEX($G:$G,)), ISBLANK(INDEX($C:$C,))), \"\", 'PWS Records (System Entry)'!$D$3)","v":"City of Alexandria Water System"},"2715 WARSHAUER ST","ALEXANDRIA","LA",71303,10715210,31.289847000000002,-92.462924000000001,null,"Unknown","Not Applicable","Don't Know",null,null,null,"Unknown","Not Applicable",null,null,"Lead Status Unknown"]
[{"$f":"IF(AND(ISBLANK(INDEX($G:$G,)), ISBLANK(INDEX($C:$C,))), \"\", 'PWS Records (System Entry)'!$D$4)","v":"LA1079001"},{"$f":"IF(AND(ISBLANK(INDEX($G:$G,)), ISBLANK(INDEX($C:$C,))), \"\", 'PWS Records (System Entry)'!$D$3)","v":"City of Alexandria Water System"},"127 CHELSEA ST","ALEXANDRIA","LA",71303,10715213,31.322881899999999,-92.455655199999995,null,"Unknown","Not Applicable","Don't Know",null,null,null,"Unknown","Not Applicable",null,null,"Lead Status Unknown"]
[{"$f":"IF(AND(ISBLANK(INDEX($G:$G,)), ISBLANK(INDEX($C:$C,))), \"\", 'PWS Records (System Entry)'!$D$4)","v":"LA1079001"},{"$f":"IF(AND(ISBLANK(INDEX($G:$G,)), ISBLANK(INDEX($C:$C,))), \"\", 'PWS Records (System Entry)'!$D$3)","v":"City of Alexandria Water System"},"2716 3RD ST","ALEXANDRIA","LA",71303,10715214,31.300058199999999,-92.430483699999996,null,"Unknown","Not Applicable","Don't Know",null,null,null,"Unknown","Not Applicable",null,null,"Lead Status Unknown"]
[{"$f":"IF(AND(ISBLANK(INDEX($G:$G,)), ISBLANK(INDEX($C:$C,))), \"\", 'PWS Records (System Entry)'!$D$4)","v":"LA1079001"},{"$f":"IF(AND(ISBLANK(INDEX($G:$G,)), ISBLANK(INDEX($C:$C,))), \"\", 'PWS Records (System Entry)'!$D$3)","v":"City of Alexandria Water System"},"102 COLONIAL DR","ALEXANDRIA","LA",71303,10715215,31.3031428,-92.470389900000001,null,"Non-Lead - Plastic","Installation Record (for example, tap card)","Don't Know",null,null,null,"Unknown","Not Applicable",null,null,"Lead Status Unknown"]
[{"$f":"IF(AND(ISBLANK(INDEX($G:$G,)), ISBLANK(INDEX($C:$C,))), \"\", 'PWS Records (System Entry)'!$D$4)","v":"LA1079001"},{"$f":"IF(AND(ISBLANK(INDEX($G:$G,)), ISBLANK(INDEX($C:$C,))), \"\", 'PWS Records (System Entry)'!$D$3)","v":"City of Alexandria Water System"},"127 EVANRIDGE ST","ALEXANDRIA","LA",71303,10715216,31.232159500000002,-92.435272900000001,null,"Unknown","Not Applicable","Don't Know",null,null,null,"Unknown","Not Applicable",null,null,"Lead Status Unknown"]
[{"$f":"IF(AND(ISBLANK(INDEX($G:$G,)), ISBLANK(INDEX($C:$C,))), \"\", 'PWS Records (System Entry)'!$D$4)","v":"LA1079001"},{"$f":"IF(AND(ISBLANK(INDEX($G:$G,)), ISBLANK(INDEX($C:$C,))), \"\", 'PWS Records (System Entry)'!$D$3)","v":"City of Alexandria Water System"},"2716 6TH ST","ALEXANDRIA","LA",71303,10715217,31.298058699999999,-92.432440499999998,null,"Unknown","Not Applicable","Don't Know",null,null,null,"Unknown","Not Applicable",null,null,"Lead Status Unknown"]
[{"$f":"IF(AND(ISBLANK(INDEX($G:$G,)), ISBLANK(INDEX($C:$C,))), \"\", 'PWS Records (System Entry)'!$D$4)","v":"LA1079001"},{"$f":"IF(AND(ISBLANK(INDEX($G:$G,)), ISBLANK(INDEX($C:$C,))), \"\", 'PWS Records (System Entry)'!$D$3)","v":"City of Alexandria Water System"},"102 COTTAGE ST","ALEXANDRIA","LA",71303,10715218,31.310836599999998,-92.464821700000002,null,"Unknown","Not Applicable","Don't Know",null,null,null,"Unknown","Not Applicable",null,null,"Lead Status Unknown"]
[{"$f":"IF(AND(ISBLANK(INDEX($G:$G,)), ISBLANK(INDEX($C:$C,))), \"\", 'PWS Records (System Entry)'!$D$4)","v":"LA1079001"},{"$f":"IF(AND(ISBLANK(INDEX($G:$G,)), ISBLANK(INDEX($C:$C,))), \"\", 'PWS Records (System Entry)'!$D$3)","v":"City of Alexandria Water System"},"127 FRANCES ST","ALEXANDRIA","LA",71303,10715219,31.3236569,-92.455860799999996,null,"Unknown","Not Applicable","Don't Know",null,null,null,"Unknown","Not Applicable",null,null,"Lead Status Unknown"]
[{"$f":"IF(AND(ISBLANK(INDEX($G:$G,)), ISBLANK(INDEX($C:$C,))), \"\", 'PWS Records (System Entry)'!$D$4)","v":"LA1079001"},{"$f":"IF(AND(ISBLANK(INDEX($G:$G,)), ISBLANK(INDEX($C:$C,))), \"\", 'PWS Records (System Entry)'!$D$3)","v":"City of Alexandria Water System"},"102 EVANRIDGE ST","ALEXANDRIA","LA",71303,10715220,31.233971700000001,-92.434871700000002,null,"Unknown","Not Applicable","Don't Know",null,null,null,"Unknown","Not Applicable",null,null,"Lead Status Unknown"]
[{"$f":"IF(AND(ISBLANK(INDEX($G:$G,)), ISBLANK(INDEX($C:$C,))), \"\", 'PWS Records (System Entry)'!$D$4)","v":"LA1079001"},{"$f":"IF(AND(ISBLANK(INDEX($G:$G,)), ISBLANK(INDEX($C:$C,))), \"\", 'PWS Records (System Entry)'!$D$3)","v":"City of Alexandria Water System"},"2716 7TH ST","ALEXANDRIA","LA",71303,10715221,31.297864300000001,-92.432718699999995,null,"Unknown","Not Applicable","Don't Know",null,null,null,"Unknown","Not Applicable",null,null,"Lead Status Unknown"]
[{"$f":"IF(AND(ISBLANK(INDEX($G:$G,)), ISBLANK(INDEX($C:$C,))), \"\", 'PWS Records (System Entry)'!$D$4)","v":"LA1079001"},{"$f":"IF(AND(ISBLANK(INDEX($G:$G,)), ISBLANK(INDEX($C:$C,))), \"\", 'PWS Records (System Entry)'!$D$3)","v":"City of Alexandria Water System"},"127 GEORGETOWN DR","ALEXANDRIA","LA",71303,10715222,31.301834899999999,-92.484877699999998,null,"Non-Lead - Plastic","Installation Record (for example, tap card)","Don't Know",null,null,null,"Unknown","Not Applicable",null,null,"Lead Status Unknown"]
[{"$f":"IF(AND(ISBLANK(INDEX($G:$G,)), ISBLANK(INDEX($C:$C,))), \"\", 'PWS Records (System Entry)'!$D$4)","v":"LA1079001"},{"$f":"IF(AND(ISBLANK(INDEX($G:$G,)), ISBLANK(INDEX($C:$C,))), \"\", 'PWS Records (System Entry)'!$D$3)","v":"City of Alexandria Water System"},"102 FRANCES ST","ALEXANDRIA","LA",71303,10715223,31.323868000000001,-92.455151000000001,null,"Unknown","Not Applicable","Don't Know",null,null,null,"Unknown","Not Applicable",null,null,"Lead Status Unknown"]
[{"$f":"IF(AND(ISBLANK(INDEX($G:$G,)), ISBLANK(INDEX($C:$C,))), \"\", 'PWS Records (System Entry)'!$D$4)","v":"LA1079001"},{"$f":"IF(AND(ISBLANK(INDEX($G:$G,)), ISBLANK(INDEX($C:$C,))), \"\", 'PWS Records (System Entry)'!$D$3)","v":"City of Alexandria Water System"},"2716 HARRIS ST","ALEXANDRIA","LA",71303,10715224,31.288371000000001,-92.449136199999998,null,"Unknown","Not Applicable","Don't Know",null,null,null,"Unknown","Not Applicable",null,null,"Lead Status Unknown"]
[{"$f":"IF(AND(ISBLANK(INDEX($G:$G,)), ISBLANK(INDEX($C:$C,))), \"\", 'PWS Records (System Entry)'!$D$4)","v":"LA1079001"},{"$f":"IF(AND(ISBLANK(INDEX($G:$G,)), ISBLANK(INDEX($C:$C,))), \"\", 'PWS Records (System Entry)'!$D$3)","v":"City of Alexandria Water System"},"127 LINCOLN DR","ALEXANDRIA","LA",71303,10715225,31.3218517,-92.455290700000006,null,"Unknown","Not Applicable","Don't Know",null,null,null,"Unknown","Not Applicable",null,null,"Lead Status Unknown"]
[{"$f":"IF(AND(ISBLANK(INDEX($G:$G,)), ISBLANK(INDEX($C:$C,))), \"\", 'PWS Records (System Entry)'!$D$4)","v":"LA1079001"},{"$f":"IF(AND(ISBLANK(INDEX($G:$G,)), ISBLANK(INDEX($C:$C,))), \"\", 'PWS Records (System Entry)'!$D$3)","v":"City of Alexandria Water System"},"102 PARKWOOD DR","ALEXANDRIA","LA",71303,10715226,31.324592800000001,-92.455440499999995,null,"Unknown","Not Applicable","Don't Know",null,null,null,"Unknown","Not Applicable",null,null,"Lead Status Unknown"]
[{"$f":"IF(AND(ISBLANK(INDEX($G:$G,)), ISBLANK(INDEX($C:$C,))), \"\", 'PWS Records (System Entry)'!$D$4)","v":"LA1079001"},{"$f":"IF(AND(ISBLANK(INDEX($G:$G,)), ISBLANK(INDEX($C:$C,))), \"\", 'PWS Records (System Entry)'!$D$3)","v":"City of Alexandria Water System"},"2716 HYNSON ST","ALEXANDRIA","LA",71303,10715227,31.305786000000001,-92.472905999999995,null,"Unknown","Not Applicable","Don't Know",null,null,null,"Unknown","Not Applicable",null,null,"Lead Status Unknown"]
[{"$f":"IF(AND(ISBLANK(INDEX($G:$G,)), ISBLANK(INDEX($C:$C,))), \"\", 'PWS Records (System Entry)'!$D$4)","v":"LA1079001"},{"$f":"IF(AND(ISBLANK(INDEX($G:$G,)), ISBLANK(INDEX($C:$C,))), \"\", 'PWS Records (System Entry)'!$D$3)","v":"City of Alexandria Water System"},"127 N 16TH ST","ALEXANDRIA","LA",71303,10715228,31.312114699999999,-92.461679500000002,null,"Non-Lead - Other","Installation Record (for example, tap card)","Don't Know",null,null,null,"Non-Lead - Other","Installation Record (for example, tap card)",null,null,"Non-Lead"]
[{"$f":"IF(AND(ISBLANK(INDEX($G:$G,)), ISBLANK(INDEX($C:$C,))), \"\", 'PWS Records (System Entry)'!$D$4)","v":"LA1079001"},{"$f":"IF(AND(ISBLANK(INDEX($G:$G,)), ISBLANK(INDEX($C:$C,))), \"\", 'PWS Records (System Entry)'!$D$3)","v":"City of Alexandria Water System"},"102 PECAN BAYOU DR","ALEXANDRIA","LA",71303,10715229,31.327126,-92.517847000000003,null,"Non-Lead - Other","Installation Record (for example, tap card)","Don't Know",null,null,null,"Non-Lead - Other","Installation Record (for example, tap card)",null,null,"Non-Lead"]
[{"$f":"IF(AND(ISBLANK(INDEX($G:$G,)), ISBLANK(INDEX($C:$C,))), \"\", 'PWS Records (System Entry)'!$D$4)","v":"LA1079001"},{"$f":"IF(AND(ISBLANK(INDEX($G:$G,)), ISBLANK(INDEX($C:$C,))), \"\", 'PWS Records (System Entry)'!$D$3)","v":"City of Alexandria Water System"},"1270 S HAMPTON DR","ALEXANDRIA","LA",71303,10715230,31.2837198,-92.478279900000004,null,"Unknown","Not Applicable","Don't Know",null,null,null,"Unknown","Not Applicable",null,null,"Lead Status Unknown"]
[{"$f":"IF(AND(ISBLANK(INDEX($G:$G,)), ISBLANK(INDEX($C:$C,))), \"\", 'PWS Records (System Entry)'!$D$4)","v":"LA1079001"},{"$f":"IF(AND(ISBLANK(INDEX($G:$G,)), ISBLANK(INDEX($C:$C,))), \"\", 'PWS Records (System Entry)'!$D$3)","v":"City of Alexandria Water System"},"2716 JEANETTE ST UNIT A","ALEXANDRIA","LA",71303,10715232,31.304761800000001,-92.472491300000002,null,"Unknown","Not Applicable","Don't Know",null,null,null,"Unknown","Not Applicable",null,null,"Lead Status Unknown"]
[{"$f":"IF(AND(ISBLANK(INDEX($G:$G,)), ISBLANK(INDEX($C:$C,))), \"\", 'PWS Records (System Entry)'!$D$4)","v":"LA1079001"},{"$f":"IF(AND(ISBLANK(INDEX($G:$G,)), ISBLANK(INDEX($C:$C,))), \"\", 'PWS Records (System Entry)'!$D$3)","v":"City of Alexandria Water System"},"102 RICHLAND RD","ALEXANDRIA","LA",71302,10715231,31.246168300000001,-92.422796199999993,null,"Unknown","Not Applicable","Don't Know",null,null,null,"Unknown","Not Applicable",null,null,"Lead Status Unknown"]
[{"$f":"IF(AND(ISBLANK(INDEX($G:$G,)), ISBLANK(INDEX($C:$C,))), \"\", 'PWS Records (System Entry)'!$D$4)","v":"LA1079001"},{"$f":"IF(AND(ISBLANK(INDEX($G:$G,)), ISBLANK(INDEX($C:$C,))), \"\", 'PWS Records (System Entry)'!$D$3)","v":"City of Alexandria Water System"},"1270 TEXAS AVE STE D","ALEXANDRIA","LA",71303,10715233,31.288461600000002,-92.472686100000004,null,"Unknown","Not Applicable","Don't Know",null,null,null,"Unknown","Not Applicable",null,null,"Lead Status Unknown"]
[{"$f":"IF(AND(ISBLANK(INDEX($G:$G,)), ISBLANK(INDEX($C:$C,))), \"\", 'PWS Records (System Entry)'!$D$4)","v":"LA1079001"},{"$f":"IF(AND(ISBLANK(INDEX($G:$G,)), ISBLANK(INDEX($C:$C,))), \"\", 'PWS Records (System Entry)'!$D$3)","v":"City of Alexandria Water System"},"1020 13TH ST","ALEXANDRIA","LA",71303,10715234,31.3052727,-92.450459699999996,null,"Unknown","Not Applicable","Don't Know",null,null,null,"Unknown","Not Applicable",null,null,{"$f":"IF(AND(INDEX($K:$K,)=\"\", INDEX($L:$L,)=\"\", INDEX($M:$M,)=\"\", INDEX($Q:$Q,)=\"\", INDEX($R:$R,)=\"\"), \"\", IF(OR(INDEX($K:$K,)=\"Lead\",INDEX($Q:$Q,)=\"Lead\"),\"Lead\",IF(OR(AND(OR(INDEX($M:$M,)=\"Yes\", INDEX($M:$M,)=\"Don't Know\", INDEX($M:$M,)=\"\"), INDEX($Q:$Q,)=\"Galvanized Iron/Steel\"), AND(INDEX($K:$K,)=\"Unknown\", INDEX($M:$M,)=\"No\", INDEX($Q:$Q,)=\"Galvanized Iron/Steel\")), \"Galvanized Requiring Replacement\", IF(OR(AND(OR(INDEX($K:$K,)=\"Galvanized Iron/Steel\", INDEX($K:$K,)=\"Non-Lead - Copper\", INDEX($K:$K,)=\"Non-Lead - Plastic\", INDEX($K:$K,)=\"Non-Lead - Other\", INDEX($K:$K,)=\"Non-Lead - Material Unknown\", INDEX($K:$K,)=\"No System Owned Portion\"), OR(INDEX($Q:$Q,)=\"Galvanized Iron/Steel\", INDEX($Q:$Q,)=\"Non-Lead - Copper\", INDEX($Q:$Q,)=\"Non-Lead - Plastic\", INDEX($Q:$Q,)=\"Non-Lead - Other\", INDEX($Q:$Q,)=\"Non-Lead - Predictive Model\", INDEX($Q:$Q,)=\"No Customer Owned Portion\")), AND(OR( INDEX($K:$K,)=\"Galvanized Iron/Steel\", INDEX($K:$K,)=\"Non-Lead - Copper\", INDEX($K:$K,)=\"Non-Lead - Plastic\", INDEX($K:$K,)=\"Non-Lead - Other\", INDEX($K:$K,)=\"Non-Lead - Material Unknown\", INDEX($K:$K,)=\"No System Owned Portion\"), INDEX($M:$M,)=\"No\", INDEX($Q:$Q,)=\"Non-Lead - Material Unknown\")), \"Non-Lead\", \"Lead Status Unknown\"))))","v":"Lead Status Unknown"}]
[{"$f":"IF(AND(ISBLANK(INDEX($G:$G,)), ISBLANK(INDEX($C:$C,))), \"\", 'PWS Records (System Entry)'!$D$4)","v":"LA1079001"},{"$f":"IF(AND(ISBLANK(INDEX($G:$G,)), ISBLANK(INDEX($C:$C,))), \"\", 'PWS Records (System Entry)'!$D$3)","v":"City of Alexandria Water System"},"2716 SUMMERWOOD LN","ALEXANDRIA","LA",71303,10715235,31.315126100000001,-92.479119100000005,null,"Non-Lead - Plastic","Installation Date after Lead Ban","Don't Know",null,null,null,"Non-Lead - Plastic","Installation Date after Lead Ban",null,null,"Non-Lead"]
[{"$f":"IF(AND(ISBLANK(INDEX($G:$G,)), ISBLANK(INDEX($C:$C,))), \"\", 'PWS Records (System Entry)'!$D$4)","v":"LA1079001"},{"$f":"IF(AND(ISBLANK(INDEX($G:$G,)), ISBLANK(INDEX($C:$C,))), \"\", 'PWS Records (System Entry)'!$D$3)","v":"City of Alexandria Water System"},"1270 TEXAS AVE STE B","ALEXANDRIA","LA",71301,10715236,31.288461600000002,-92.472686100000004,null,"Unknown","Not Applicable","Don't Know",null,null,null,"Unknown","Not Applicable",null,null,"Lead Status Unknown"]
[{"$f":"IF(AND(ISBLANK(INDEX($G:$G,)), ISBLANK(INDEX($C:$C,))), \"\", 'PWS Records (System Entry)'!$D$4)","v":"LA1079001"},{"$f":"IF(AND(ISBLANK(INDEX($G:$G,)), ISBLANK(INDEX($C:$C,))), \"\", 'PWS Records (System Entry)'!$D$3)","v":"City of Alexandria Water System"},"1020 CINDERELLA CT","ALEXANDRIA","LA",71303,10715237,31.290400699999999,-92.481727800000002,null,"Unknown","Not Applicable","Don't Know",null,null,null,"Unknown","Not Applicable",null,null,"Lead Status Unknown"]
[{"$f":"IF(AND(ISBLANK(INDEX($G:$G,)), ISBLANK(INDEX($C:$C,))), \"\", 'PWS Records (System Entry)'!$D$4)","v":"LA1079001"},{"$f":"IF(AND(ISBLANK(INDEX($G:$G,)), ISBLANK(INDEX($C:$C,))), \"\", 'PWS Records (System Entry)'!$D$3)","v":"City of Alexandria Water System"},"2716 VANDENBURG DR","ALEXANDRIA","LA",71303,10715238,31.328319700000002,-92.529781099999994,null,"Unknown","Not Applicable","Don't Know",null,null,null,"Unknown","Not Applicable",null,null,"Lead Status Unknown"]
[{"$f":"IF(AND(ISBLANK(INDEX($G:$G,)), ISBLANK(INDEX($C:$C,))), \"\", 'PWS Records (System Entry)'!$D$4)","v":"LA1079001"},{"$f":"IF(AND(ISBLANK(INDEX($G:$G,)), ISBLANK(INDEX($C:$C,))), \"\", 'PWS Records (System Entry)'!$D$3)","v":"City of Alexandria Water System"},"1271 BONAIRE TRCE","ALEXANDRIA","LA",71303,10715239,31.307969,-92.486479000000003,null,"Non-Lead - Other","Installation Record (for example, tap card)","Don't Know",null,null,null,"Non-Lead - Other","Installation Record (for example, tap card)",null,null,"Non-Lead"]
[{"$f":"IF(AND(ISBLANK(INDEX($G:$G,)), ISBLANK(INDEX($C:$C,))), \"\", 'PWS Records (System Entry)'!$D$4)","v":"LA1079001"},{"$f":"IF(AND(ISBLANK(INDEX($G:$G,)), ISBLANK(INDEX($C:$C,))), \"\", 'PWS Records (System Entry)'!$D$3)","v":"City of Alexandria Water System"},"1020 DAOUST DR APT A","ALEXANDRIA","LA",71303,10715240,31.325242500000002,-92.525760000000005,null,"Unknown","Not Applicable","Don't Know",null,null,null,"Unknown","Not Applicable",null,null,"Lead Status Unknown"]
[{"$f":"IF(AND(ISBLANK(INDEX($G:$G,)), ISBLANK(INDEX($C:$C,))), \"\", 'PWS Records (System Entry)'!$D$4)","v":"LA1079001"},{"$f":"IF(AND(ISBLANK(INDEX($G:$G,)), ISBLANK(INDEX($C:$C,))), \"\", 'PWS Records (System Entry)'!$D$3)","v":"City of Alexandria Water System"},"1272 BONAIRE TRCE","ALEXANDRIA","LA",71301,10715241,31.307314999999999,-92.486348000000007,null,"Non-Lead - Other","Installation Record (for example, tap card)","Don't Know",null,null,null,"Non-Lead - Other","Installation Record (for example, tap card)",null,null,"Non-Lead"]
[{"$f":"IF(AND(ISBLANK(INDEX($G:$G,)), ISBLANK(INDEX($C:$C,))), \"\", 'PWS Records (System Entry)'!$D$4)","v":"LA1079001"},{"$f":"IF(AND(ISBLANK(INDEX($G:$G,)), ISBLANK(INDEX($C:$C,))), \"\", 'PWS Records (System Entry)'!$D$3)","v":"City of Alexandria Water System"},"2716 W MACARTHUR DR","ALEXANDRIA","LA",71301,10715242,31.268523200000001,-92.459496000000001,null,"Unknown","Not Applicable","Don't Know",null,null,null,"Unknown","Not Applicable",null,null,"Lead Status Unknown"]
[{"$f":"IF(AND(ISBLANK(INDEX($G:$G,)), ISBLANK(INDEX($C:$C,))), \"\", 'PWS Records (System Entry)'!$D$4)","v":"LA1079001"},{"$f":"IF(AND(ISBLANK(INDEX($G:$G,)), ISBLANK(INDEX($C:$C,))), \"\", 'PWS Records (System Entry)'!$D$3)","v":"City of Alexandria Water System"},"1020 DAOUST DR APT B","ALEXANDRIA","LA",71303,10715243,31.325242500000002,-92.525760000000005,null,"Unknown","Not Applicable","Don't Know",null,null,null,"Unknown","Not Applicable",null,null,"Lead Status Unknown"]
[{"$f":"IF(AND(ISBLANK(INDEX($G:$G,)), ISBLANK(INDEX($C:$C,))), \"\", 'PWS Records (System Entry)'!$D$4)","v":"LA1079001"},{"$f":"IF(AND(ISBLANK(INDEX($G:$G,)), ISBLANK(INDEX($C:$C,))), \"\", 'PWS Records (System Entry)'!$D$3)","v":"City of Alexandria Water System"},"1273 MACARTHUR DR","ALEXANDRIA","LA",71303,10715245,31.287129400000001,-92.474817599999994,null,"Unknown","Not Applicable","Don't Know",null,null,null,"Unknown","Not Applicable",null,null,"Lead Status Unknown"]
[{"$f":"IF(AND(ISBLANK(INDEX($G:$G,)), ISBLANK(INDEX($C:$C,))), \"\", 'PWS Records (System Entry)'!$D$4)","v":"LA1079001"},{"$f":"IF(AND(ISBLANK(INDEX($G:$G,)), ISBLANK(INDEX($C:$C,))), \"\", 'PWS Records (System Entry)'!$D$3)","v":"City of Alexandria Water System"},"1020 GRETEL CT","ALEXANDRIA","LA",71303,10715244,31.2909787,-92.479823600000003,null,"Unknown","Not Applicable","Don't Know",null,null,null,"Unknown","Not Applicable",null,null,"Lead Status Unknown"]
[{"$f":"IF(AND(ISBLANK(INDEX($G:$G,)), ISBLANK(INDEX($C:$C,))), \"\", 'PWS Records (System Entry)'!$D$4)","v":"LA1079001"},{"$f":"IF(AND(ISBLANK(INDEX($G:$G,)), ISBLANK(INDEX($C:$C,))), \"\", 'PWS Records (System Entry)'!$D$3)","v":"City of Alexandria Water System"},"2717 8TH ST","ALEXANDRIA","LA",71303,10715246,31.297048199999999,-92.433226399999995,null,"Unknown","Not Applicable","Don't Know",null,null,null,"Unknown","Not Applicable",null,null,"Lead Status Unknown"]
[{"$f":"IF(AND(ISBLANK(INDEX($G:$G,)), ISBLANK(INDEX($C:$C,))), \"\", 'PWS Records (System Entry)'!$D$4)","v":"LA1079001"},{"$f":"IF(AND(ISBLANK(INDEX($G:$G,)), ISBLANK(INDEX($C:$C,))), \"\", 'PWS Records (System Entry)'!$D$3)","v":"City of Alexandria Water System"},"1020 MACARTHUR DR","ALEXANDRIA","LA",71303,10715247,31.291596699999999,-92.477401999999998,null,"Unknown","Not Applicable","Don't Know",null,null,null,"Unknown","Not Applicable",null,null,"Lead Status Unknown"]
[{"$f":"IF(AND(ISBLANK(INDEX($G:$G,)), ISBLANK(INDEX($C:$C,))), \"\", 'PWS Records (System Entry)'!$D$4)","v":"LA1079001"},{"$f":"IF(AND(ISBLANK(INDEX($G:$G,)), ISBLANK(INDEX($C:$C,))), \"\", 'PWS Records (System Entry)'!$D$3)","v":"City of Alexandria Water System"},"1275 BONAIRE TRCE","ALEXANDRIA","LA",71303,10715248,31.307908000000001,-92.486441999999997,null,"Non-Lead - Other","Installation Record (for example, tap card)","Don't Know",null,null,null,"Non-Lead - Other","Installation Record (for example, tap card)",null,null,"Non-Lead"]
[{"$f":"IF(AND(ISBLANK(INDEX($G:$G,)), ISBLANK(INDEX($C:$C,))), \"\", 'PWS Records (System Entry)'!$D$4)","v":"LA1079001"},{"$f":"IF(AND(ISBLANK(INDEX($G:$G,)), ISBLANK(INDEX($C:$C,))), \"\", 'PWS Records (System Entry)'!$D$3)","v":"City of Alexandria Water System"},"2717 ENTERPRISE RD","ALEXANDRIA","LA",71303,10715249,31.321677399999999,-92.483014600000004,null,"Unknown","Not Applicable","Don't Know",null,null,null,"Unknown","Not Applicable",null,null,"Lead Status Unknown"]
[{"$f":"IF(AND(ISBLANK(INDEX($G:$G,)), ISBLANK(INDEX($C:$C,))), \"\", 'PWS Records (System Entry)'!$D$4)","v":"LA1079001"},{"$f":"IF(AND(ISBLANK(INDEX($G:$G,)), ISBLANK(INDEX($C:$C,))), \"\", 'PWS Records (System Entry)'!$D$3)","v":"City of Alexandria Water System"},"1020 MACARTHUR DR STE A","ALEXANDRIA","LA",71301,10715250,31.291596699999999,-92.477401999999998,null,"Unknown","Not Applicable","Don't Know",null,null,null,"Unknown","Not Applicable",null,null,"Lead Status Unknown"]
[{"$f":"IF(AND(ISBLANK(INDEX($G:$G,)), ISBLANK(INDEX($C:$C,))), \"\", 'PWS Records (System Entry)'!$D$4)","v":"LA1079001"},{"$f":"IF(AND(ISBLANK(INDEX($G:$G,)), ISBLANK(INDEX($C:$C,))), \"\", 'PWS Records (System Entry)'!$D$3)","v":"City of Alexandria Water System"},"1275 MACARTHUR DR","ALEXANDRIA","LA",71303,10715251,31.286935199999999,-92.474738400000007,null,"Unknown","Not Applicable","Don't Know",null,null,null,"Unknown","Not Applicable",null,null,"Lead Status Unknown"]
[{"$f":"IF(AND(ISBLANK(INDEX($G:$G,)), ISBLANK(INDEX($C:$C,))), \"\", 'PWS Records (System Entry)'!$D$4)","v":"LA1079001"},{"$f":"IF(AND(ISBLANK(INDEX($G:$G,)), ISBLANK(INDEX($C:$C,))), \"\", 'PWS Records (System Entry)'!$D$3)","v":"City of Alexandria Water System"},"2717 HARRIS ST","ALEXANDRIA","LA",71303,10715252,31.288347099999999,-92.449082799999999,null,"Non-Lead - Other","Installation Date after Lead Ban","Don't Know",null,null,null,"Non-Lead - Other","Installation Date after Lead Ban",null,null,"Non-Lead"]
[{"$f":"IF(AND(ISBLANK(INDEX($G:$G,)), ISBLANK(INDEX($C:$C,))), \"\", 'PWS Records (System Entry)'!$D$4)","v":"LA1079001"},{"$f":"IF(AND(ISBLANK(INDEX($G:$G,)), ISBLANK(INDEX($C:$C,))), \"\", 'PWS Records (System Entry)'!$D$3)","v":"City of Alexandria Water System"},"1020 NORMAN DR APT B","ALEXANDRIA","LA",71303,10715253,31.326045300000001,-92.526279200000005,null,"Unknown","Not Applicable","Don't Know",null,null,null,"Unknown","Not Applicable",null,null,"Lead Status Unknown"]
[{"$f":"IF(AND(ISBLANK(INDEX($G:$G,)), ISBLANK(INDEX($C:$C,))), \"\", 'PWS Records (System Entry)'!$D$4)","v":"LA1079001"},{"$f":"IF(AND(ISBLANK(INDEX($G:$G,)), ISBLANK(INDEX($C:$C,))), \"\", 'PWS Records (System Entry)'!$D$3)","v":"City of Alexandria Water System"},"1279 BONNAIRE TRCE","ALEXANDRIA","LA",71303,10715254,31.307846999999999,-92.486405000000005,null,"Non-Lead - Other","Installation Record (for example, tap card)","Don't Know",null,null,null,"Non-Lead - Other","Installation Record (for example, tap card)",null,null,"Non-Lead"]
[{"$f":"IF(AND(ISBLANK(INDEX($G:$G,)), ISBLANK(INDEX($C:$C,))), \"\", 'PWS Records (System Entry)'!$D$4)","v":"LA1079001"},{"$f":"IF(AND(ISBLANK(INDEX($G:$G,)), ISBLANK(INDEX($C:$C,))), \"\", 'PWS Records (System Entry)'!$D$3)","v":"City of Alexandria Water System"},"1020 NORMAN DR APT A","ALEXANDRIA","LA",71303,10715255,31.326045300000001,-92.526279200000005,null,"Unknown","Not Applicable","Don't Know",null,null,null,"Unknown","Not Applicable",null,null,"Lead Status Unknown"]
[{"$f":"IF(AND(ISBLANK(INDEX($G:$G,)), ISBLANK(INDEX($C:$C,))), \"\", 'PWS Records (System Entry)'!$D$4)","v":"LA1079001"},{"$f":"IF(AND(ISBLANK(INDEX($G:$G,)), ISBLANK(INDEX($C:$C,))), \"\", 'PWS Records (System Entry)'!$D$3)","v":"City of Alexandria Water System"},"2717 HILL ST","ALEXANDRIA","LA",71303,10715256,31.292562799999999,-92.464837900000006,null,"Unknown","Not Applicable","Don't Know",null,null,null,"Unknown","Not Applicable",null,null,"Lead Status Unknown"]
[{"$f":"IF(AND(ISBLANK(INDEX($G:$G,)), ISBLANK(INDEX($C:$C,))), \"\", 'PWS Records (System Entry)'!$D$4)","v":"LA1079001"},{"$f":"IF(AND(ISBLANK(INDEX($G:$G,)), ISBLANK(INDEX($C:$C,))), \"\", 'PWS Records (System Entry)'!$D$3)","v":"City of Alexandria Water System"},"2717 HILL ST","ALEXANDRIA","LA",71303,10715259,31.292562799999999,-92.464837900000006,null,"Unknown","Not Applicable","Don't Know",null,null,null,"Unknown","Not Applicable",null,null,"Lead Status Unknown"]
[{"$f":"IF(AND(ISBLANK(INDEX($G:$G,)), ISBLANK(INDEX($C:$C,))), \"\", 'PWS Records (System Entry)'!$D$4)","v":"LA1079001"},{"$f":"IF(AND(ISBLANK(INDEX($G:$G,)), ISBLANK(INDEX($C:$C,))), \"\", 'PWS Records (System Entry)'!$D$3)","v":"City of Alexandria Water System"},"128 15TH ST UNIT B","ALEXANDRIA","LA",71301,10715257,31.309991400000001,-92.458066900000006,null,"Unknown","Not Applicable","Don't Know",null,null,null,"Unknown","Not Applicable",null,null,"Lead Status Unknown"]
[{"$f":"IF(AND(ISBLANK(INDEX($G:$G,)), ISBLANK(INDEX($C:$C,))), \"\", 'PWS Records (System Entry)'!$D$4)","v":"LA1079001"},{"$f":"IF(AND(ISBLANK(INDEX($G:$G,)), ISBLANK(INDEX($C:$C,))), \"\", 'PWS Records (System Entry)'!$D$3)","v":"City of Alexandria Water System"},"1020 PACKARD DR BLDG 3817","ALEXANDRIA","LA",71303,10715258,31.317668999999999,-92.524316799999994,null,"Unknown","Not Applicable","Don't Know",null,null,null,"Unknown","Not Applicable",null,null,"Lead Status Unknown"]
[{"$f":"IF(AND(ISBLANK(INDEX($G:$G,)), ISBLANK(INDEX($C:$C,))), \"\", 'PWS Records (System Entry)'!$D$4)","v":"LA1079001"},{"$f":"IF(AND(ISBLANK(INDEX($G:$G,)), ISBLANK(INDEX($C:$C,))), \"\", 'PWS Records (System Entry)'!$D$3)","v":"City of Alexandria Water System"},"128 COOK AVE","ALEXANDRIA","LA",71303,10715260,31.305587800000001,-92.461162900000005,null,"Unknown","Not Applicable","Don't Know",null,null,null,"Unknown","Not Applicable",null,null,"Lead Status Unknown"]
[{"$f":"IF(AND(ISBLANK(INDEX($G:$G,)), ISBLANK(INDEX($C:$C,))), \"\", 'PWS Records (System Entry)'!$D$4)","v":"LA1079001"},{"$f":"IF(AND(ISBLANK(INDEX($G:$G,)), ISBLANK(INDEX($C:$C,))), \"\", 'PWS Records (System Entry)'!$D$3)","v":"City of Alexandria Water System"},"1020 ROYCE DR","ALEXANDRIA","LA",71303,10715261,31.321442000000001,-92.524548999999993,null,"Unknown","Not Applicable","Don't Know",null,null,null,"Unknown","Not Applicable",null,null,"Lead Status Unknown"]
[{"$f":"IF(AND(ISBLANK(INDEX($G:$G,)), ISBLANK(INDEX($C:$C,))), \"\", 'PWS Records (System Entry)'!$D$4)","v":"LA1079001"},{"$f":"IF(AND(ISBLANK(INDEX($G:$G,)), ISBLANK(INDEX($C:$C,))), \"\", 'PWS Records (System Entry)'!$D$3)","v":"City of Alexandria Water System"},"2717 N MACARTHUR DR","ALEXANDRIA","LA",71303,10715262,31.311328199999998,-92.476420300000001,null,"Unknown","Not Applicable","Don't Know",null,null,null,"Unknown","Not Applicable",null,null,"Lead Status Unknown"]
[{"$f":"IF(AND(ISBLANK(INDEX($G:$G,)), ISBLANK(INDEX($C:$C,))), \"\", 'PWS Records (System Entry)'!$D$4)","v":"LA1079001"},{"$f":"IF(AND(ISBLANK(INDEX($G:$G,)), ISBLANK(INDEX($C:$C,))), \"\", 'PWS Records (System Entry)'!$D$3)","v":"City of Alexandria Water System"},"128 FOX FIRE LN","ALEXANDRIA","LA",71303,10715263,31.2054674,-92.408788999999999,null,"Non-Lead - Other","Installation Record (for example, tap card)","Don't Know",null,null,null,"Non-Lead - Other","Installation Record (for example, tap card)",null,null,"Non-Lead"]
[{"$f":"IF(AND(ISBLANK(INDEX($G:$G,)), ISBLANK(INDEX($C:$C,))), \"\", 'PWS Records (System Entry)'!$D$4)","v":"LA1079001"},{"$f":"IF(AND(ISBLANK(INDEX($G:$G,)), ISBLANK(INDEX($C:$C,))), \"\", 'PWS Records (System Entry)'!$D$3)","v":"City of Alexandria Water System"},"128 FOX FIRE LN","ALEXANDRIA","LA",71303,10715266,31.2054674,-92.408788999999999,null,"Non-Lead - Other","Installation Record (for example, tap card)","Don't Know",null,null,null,"Non-Lead - Other","Installation Record (for example, tap card)",null,null,"Non-Lead"]
[{"$f":"IF(AND(ISBLANK(INDEX($G:$G,)), ISBLANK(INDEX($C:$C,))), \"\", 'PWS Records (System Entry)'!$D$4)","v":"LA1079001"},{"$f":"IF(AND(ISBLANK(INDEX($G:$G,)), ISBLANK(INDEX($C:$C,))), \"\", 'PWS Records (System Entry)'!$D$3)","v":"City of Alexandria Water System"},"1020 SCHILLING DR","ALEXANDRIA","LA",71303,10715264,31.318874600000001,-92.524076600000001,null,"Unknown","Not Applicable","Don't Know",null,null,null,"Unknown","Not Applicable",null,null,"Lead Status Unknown"]
[{"$f":"IF(AND(ISBLANK(INDEX($G:$G,)), ISBLANK(INDEX($C:$C,))), \"\", 'PWS Records (System Entry)'!$D$4)","v":"LA1079001"},{"$f":"IF(AND(ISBLANK(INDEX($G:$G,)), ISBLANK(INDEX($C:$C,))), \"\", 'PWS Records (System Entry)'!$D$3)","v":"City of Alexandria Water System"},"2718 7TH ST","ALEXANDRIA","LA",71303,10715265,31.297781000000001,-92.432610800000006,null,"Unknown","Not Applicable","Don't Know",null,null,null,"Unknown","Not Applicable",null,null,"Lead Status Unknown"]
[{"$f":"IF(AND(ISBLANK(INDEX($G:$G,)), ISBLANK(INDEX($C:$C,))), \"\", 'PWS Records (System Entry)'!$D$4)","v":"LA1079001"},{"$f":"IF(AND(ISBLANK(INDEX($G:$G,)), ISBLANK(INDEX($C:$C,))), \"\", 'PWS Records (System Entry)'!$D$3)","v":"City of Alexandria Water System"},"1020 SEBILLE DR BLDG 3716","ALEXANDRIA","LA",71303,10715267,31.316782700000001,-92.524263099999999,null,"Unknown","Not Applicable","Don't Know",null,null,null,"Unknown","Not Applicable",null,null,"Lead Status Unknown"]
[{"$f":"IF(AND(ISBLANK(INDEX($G:$G,)), ISBLANK(INDEX($C:$C,))), \"\", 'PWS Records (System Entry)'!$D$4)","v":"LA1079001"},{"$f":"IF(AND(ISBLANK(INDEX($G:$G,)), ISBLANK(INDEX($C:$C,))), \"\", 'PWS Records (System Entry)'!$D$3)","v":"City of Alexandria Water System"},"2718 HILL ST","ALEXANDRIA","LA",71303,10715268,31.292636600000002,-92.464789499999995,null,"Unknown","Not Applicable","Don't Know",null,null,null,"Unknown","Not Applicable",null,null,"Lead Status Unknown"]
[{"$f":"IF(AND(ISBLANK(INDEX($G:$G,)), ISBLANK(INDEX($C:$C,))), \"\", 'PWS Records (System Entry)'!$D$4)","v":"LA1079001"},{"$f":"IF(AND(ISBLANK(INDEX($G:$G,)), ISBLANK(INDEX($C:$C,))), \"\", 'PWS Records (System Entry)'!$D$3)","v":"City of Alexandria Water System"},"128 GEORGETOWN DR","ALEXANDRIA","LA",71303,10715269,31.301815000000001,-92.484928699999998,null,"Non-Lead - Plastic","Installation Record (for example, tap card)","Don't Know",null,null,null,"Unknown","Not Applicable",null,null,"Lead Status Unknown"]
[{"$f":"IF(AND(ISBLANK(INDEX($G:$G,)), ISBLANK(INDEX($C:$C,))), \"\", 'PWS Records (System Entry)'!$D$4)","v":"LA1079001"},{"$f":"IF(AND(ISBLANK(INDEX($G:$G,)), ISBLANK(INDEX($C:$C,))), \"\", 'PWS Records (System Entry)'!$D$3)","v":"City of Alexandria Water System"},"1020 SNOW WHITE DR","ALEXANDRIA","LA",71303,10715270,31.2898514,-92.4825479,null,"Non-Lead - Other","Installation Date after Lead Ban","Don't Know",null,null,null,"Non-Lead - Other","Installation Date after Lead Ban",null,null,"Non-Lead"]
[{"$f":"IF(AND(ISBLANK(INDEX($G:$G,)), ISBLANK(INDEX($C:$C,))), \"\", 'PWS Records (System Entry)'!$D$4)","v":"LA1079001"},{"$f":"IF(AND(ISBLANK(INDEX($G:$G,)), ISBLANK(INDEX($C:$C,))), \"\", 'PWS Records (System Entry)'!$D$3)","v":"City of Alexandria Water System"},"2718 MAIN ST","ALEXANDRIA","LA",71303,10715272,31.3005651,-92.429644400000001,null,"Unknown","Not Applicable","Don't Know",null,null,null,"Unknown","Not Applicable",null,null,"Lead Status Unknown"]
[{"$f":"IF(AND(ISBLANK(INDEX($G:$G,)), ISBLANK(INDEX($C:$C,))), \"\", 'PWS Records (System Entry)'!$D$4)","v":"LA1079001"},{"$f":"IF(AND(ISBLANK(INDEX($G:$G,)), ISBLANK(INDEX($C:$C,))), \"\", 'PWS Records (System Entry)'!$D$3)","v":"City of Alexandria Water System"},"128 KATHRYN ST","ALEXANDRIA","LA",71301,10715271,31.311654799999999,-92.465984700000007,null,"Unknown","Not Applicable","Don't Know",null,null,null,"Unknown","Not Applicable",null,null,"Lead Status Unknown"]
[{"$f":"IF(AND(ISBLANK(INDEX($G:$G,)), ISBLANK(INDEX($C:$C,))), \"\", 'PWS Records (System Entry)'!$D$4)","v":"LA1079001"},{"$f":"IF(AND(ISBLANK(INDEX($G:$G,)), ISBLANK(INDEX($C:$C,))), \"\", 'PWS Records (System Entry)'!$D$3)","v":"City of Alexandria Water System"},"1020 WARREN AVE","ALEXANDRIA","LA",71303,10715273,31.265104000000001,-92.489927399999999,null,"Unknown","Not Applicable","Don't Know",null,null,null,"Unknown","Not Applicable",null,null,"Lead Status Unknown"]
[{"$f":"IF(AND(ISBLANK(INDEX($G:$G,)), ISBLANK(INDEX($C:$C,))), \"\", 'PWS Records (System Entry)'!$D$4)","v":"LA1079001"},{"$f":"IF(AND(ISBLANK(INDEX($G:$G,)), ISBLANK(INDEX($C:$C,))), \"\", 'PWS Records (System Entry)'!$D$3)","v":"City of Alexandria Water System"},"128 ROBERTS ST","ALEXANDRIA","LA",71303,10715274,31.305158899999999,-92.463617200000002,null,"Unknown","Not Applicable","Don't Know",null,null,null,"Unknown","Not Applicable",null,null,"Lead Status Unknown"]
[{"$f":"IF(AND(ISBLANK(INDEX($G:$G,)), ISBLANK(INDEX($C:$C,))), \"\", 'PWS Records (System Entry)'!$D$4)","v":"LA1079001"},{"$f":"IF(AND(ISBLANK(INDEX($G:$G,)), ISBLANK(INDEX($C:$C,))), \"\", 'PWS Records (System Entry)'!$D$3)","v":"City of Alexandria Water System"},"2718 OVERTON ST","ALEXANDRIA","LA",71303,10715275,31.2884098,-92.450295999999994,null,"Unknown","Not Applicable","Don't Know",null,null,null,"Unknown","Not Applicable",null,null,"Lead Status Unknown"]
[{"$f":"IF(AND(ISBLANK(INDEX($G:$G,)), ISBLANK(INDEX($C:$C,))), \"\", 'PWS Records (System Entry)'!$D$4)","v":"LA1079001"},{"$f":"IF(AND(ISBLANK(INDEX($G:$G,)), ISBLANK(INDEX($C:$C,))), \"\", 'PWS Records (System Entry)'!$D$3)","v":"City of Alexandria Water System"},"1020 WISTERIA ST","ALEXANDRIA","LA",71303,10715276,31.304636299999999,-92.451251200000002,null,"Unknown","Not Applicable","Don't Know",null,null,null,"Unknown","Not Applicable",null,null,"Lead Status Unknown"]
[{"$f":"IF(AND(ISBLANK(INDEX($G:$G,)), ISBLANK(INDEX($C:$C,))), \"\", 'PWS Records (System Entry)'!$D$4)","v":"LA1079001"},{"$f":"IF(AND(ISBLANK(INDEX($G:$G,)), ISBLANK(INDEX($C:$C,))), \"\", 'PWS Records (System Entry)'!$D$3)","v":"City of Alexandria Water System"},"128 ST ANDREWS DR","ALEXANDRIA","LA",71303,10715277,31.298631,-92.544452000000007,null,"Non-Lead - Other","Installation Record (for example, tap card)","Don't Know",null,null,null,"Non-Lead - Other","Installation Record (for example, tap card)",null,null,"Non-Lead"]
[{"$f":"IF(AND(ISBLANK(INDEX($G:$G,)), ISBLANK(INDEX($C:$C,))), \"\", 'PWS Records (System Entry)'!$D$4)","v":"LA1079001"},{"$f":"IF(AND(ISBLANK(INDEX($G:$G,)), ISBLANK(INDEX($C:$C,))), \"\", 'PWS Records (System Entry)'!$D$3)","v":"City of Alexandria Water System"},"1021 BAYOU TRACE DR","ALEXANDRIA","LA",71303,10715278,31.276450700000002,-92.482571100000001,null,"Non-Lead - Plastic","Installation Date after Lead Ban","Don't Know",null,null,null,"Non-Lead - Plastic","Installation Date after Lead Ban",null,null,"Non-Lead"]
[{"$f":"IF(AND(ISBLANK(INDEX($G:$G,)), ISBLANK(INDEX($C:$C,))), \"\", 'PWS Records (System Entry)'!$D$4)","v":"LA1079001"},{"$f":"IF(AND(ISBLANK(INDEX($G:$G,)), ISBLANK(INDEX($C:$C,))), \"\", 'PWS Records (System Entry)'!$D$3)","v":"City of Alexandria Water System"},"2718 SABINE DR","ALEXANDRIA","LA",71303,10715279,31.317717399999999,-92.481170599999999,null,"Unknown","Not Applicable","Don't Know",null,null,null,"Unknown","Not Applicable",null,null,"Lead Status Unknown"]
[{"$f":"IF(AND(ISBLANK(INDEX($G:$G,)), ISBLANK(INDEX($C:$C,))), \"\", 'PWS Records (System Entry)'!$D$4)","v":"LA1079001"},{"$f":"IF(AND(ISBLANK(INDEX($G:$G,)), ISBLANK(INDEX($C:$C,))), \"\", 'PWS Records (System Entry)'!$D$3)","v":"City of Alexandria Water System"},"128 VERSAILLES BLVD","ALEXANDRIA","LA",71303,10715280,31.2862632,-92.505109399999995,null,"Non-Lead - Plastic","Installation Date after Lead Ban","Don't Know",null,null,null,"Non-Lead - Plastic","Installation Date after Lead Ban",null,null,"Non-Lead"]
[{"$f":"IF(AND(ISBLANK(INDEX($G:$G,)), ISBLANK(INDEX($C:$C,))), \"\", 'PWS Records (System Entry)'!$D$4)","v":"LA1079001"},{"$f":"IF(AND(ISBLANK(INDEX($G:$G,)), ISBLANK(INDEX($C:$C,))), \"\", 'PWS Records (System Entry)'!$D$3)","v":"City of Alexandria Water System"},"128 VERSAILLES BLVD","ALEXANDRIA","LA",71303,10715283,31.2862632,-92.505109399999995,null,"Non-Lead - Plastic","Installation Date after Lead Ban","Don't Know",null,null,null,"Non-Lead - Plastic","Installation Date after Lead Ban",null,null,"Non-Lead"]
[{"$f":"IF(AND(ISBLANK(INDEX($G:$G,)), ISBLANK(INDEX($C:$C,))), \"\", 'PWS Records (System Entry)'!$D$4)","v":"LA1079001"},{"$f":"IF(AND(ISBLANK(INDEX($G:$G,)), ISBLANK(INDEX($C:$C,))), \"\", 'PWS Records (System Entry)'!$D$3)","v":"City of Alexandria Water System"},"1021 COUNCIL DR BLDG 4214-B","ALEXANDRIA","LA",71303,10715281,31.327035800000001,-92.522185199999996,null,"Unknown","Not Applicable","Don't Know",null,null,null,"Unknown","Not Applicable",null,null,"Lead Status Unknown"]
[{"$f":"IF(AND(ISBLANK(INDEX($G:$G,)), ISBLANK(INDEX($C:$C,))), \"\", 'PWS Records (System Entry)'!$D$4)","v":"LA1079001"},{"$f":"IF(AND(ISBLANK(INDEX($G:$G,)), ISBLANK(INDEX($C:$C,))), \"\", 'PWS Records (System Entry)'!$D$3)","v":"City of Alexandria Water System"},"2718 WOODLAWN DR","ALEXANDRIA","LA",71303,10715282,31.318560000000002,-92.481395000000006,null,"Unknown","Not Applicable","Don't Know",null,null,null,"Unknown","Not Applicable",null,null,"Lead Status Unknown"]
[{"$f":"IF(AND(ISBLANK(INDEX($G:$G,)), ISBLANK(INDEX($C:$C,))), \"\", 'PWS Records (System Entry)'!$D$4)","v":"LA1079001"},{"$f":"IF(AND(ISBLANK(INDEX($G:$G,)), ISBLANK(INDEX($C:$C,))), \"\", 'PWS Records (System Entry)'!$D$3)","v":"City of Alexandria Water System"},"1021 COUNCIL DR BLDG 4214-A","ALEXANDRIA","LA",71303,10715284,31.327035800000001,-92.522185199999996,null,"Unknown","Not Applicable","Don't Know",null,null,null,"Unknown","Not Applicable",null,null,"Lead Status Unknown"]
[{"$f":"IF(AND(ISBLANK(INDEX($G:$G,)), ISBLANK(INDEX($C:$C,))), \"\", 'PWS Records (System Entry)'!$D$4)","v":"LA1079001"},{"$f":"IF(AND(ISBLANK(INDEX($G:$G,)), ISBLANK(INDEX($C:$C,))), \"\", 'PWS Records (System Entry)'!$D$3)","v":"City of Alexandria Water System"},"1280 BONAIRE TRCE","ALEXANDRIA","LA",71303,10715285,31.307832000000001,-92.486395999999999,null,"Non-Lead - Other","Installation Record (for example, tap card)","Don't Know",null,null,null,"Non-Lead - Other","Installation Record (for example, tap card)",null,null,"Non-Lead"]
[{"$f":"IF(AND(ISBLANK(INDEX($G:$G,)), ISBLANK(INDEX($C:$C,))), \"\", 'PWS Records (System Entry)'!$D$4)","v":"LA1079001"},{"$f":"IF(AND(ISBLANK(INDEX($G:$G,)), ISBLANK(INDEX($C:$C,))), \"\", 'PWS Records (System Entry)'!$D$3)","v":"City of Alexandria Water System"},"2719 10TH ST","ALEXANDRIA","LA",71303,10715286,31.295538199999999,-92.434422999999995,null,"Non-Lead - Other","Installation Date after Lead Ban","Don't Know",null,null,null,"Non-Lead - Other","Installation Date after Lead Ban",null,null,"Non-Lead"]
[{"$f":"IF(AND(ISBLANK(INDEX($G:$G,)), ISBLANK(INDEX($C:$C,))), \"\", 'PWS Records (System Entry)'!$D$4)","v":"LA1079001"},{"$f":"IF(AND(ISBLANK(INDEX($G:$G,)), ISBLANK(INDEX($C:$C,))), \"\", 'PWS Records (System Entry)'!$D$3)","v":"City of Alexandria Water System"},"1021 N CITY PARK BLVD","ALEXANDRIA","LA",71303,10715287,31.293365999999999,-92.463176000000004,null,"Unknown","Not Applicable","Don't Know",null,null,null,"Unknown","Not Applicable",null,null,"Lead Status Unknown"]
[{"$f":"IF(AND(ISBLANK(INDEX($G:$G,)), ISBLANK(INDEX($C:$C,))), \"\", 'PWS Records (System Entry)'!$D$4)","v":"LA1079001"},{"$f":"IF(AND(ISBLANK(INDEX($G:$G,)), ISBLANK(INDEX($C:$C,))), \"\", 'PWS Records (System Entry)'!$D$3)","v":"City of Alexandria Water System"},"1281 ANNA LN","ALEXANDRIA","LA",71303,10715288,31.3073452,-92.486489899999995,null,"Non-Lead - Other","Installation Record (for example, tap card)","Don't Know",null,null,null,"Non-Lead - Other","Installation Record (for example, tap card)",null,null,"Non-Lead"]
[{"$f":"IF(AND(ISBLANK(INDEX($G:$G,)), ISBLANK(INDEX($C:$C,))), \"\", 'PWS Records (System Entry)'!$D$4)","v":"LA1079001"},{"$f":"IF(AND(ISBLANK(INDEX($G:$G,)), ISBLANK(INDEX($C:$C,))), \"\", 'PWS Records (System Entry)'!$D$3)","v":"City of Alexandria Water System"},"1021 OXFORD ST","ALEXANDRIA","LA",71303,10715289,31.295844299999999,-92.460250700000003,null,"Unknown","Not Applicable","Don't Know",null,null,null,"Unknown","Not Applicable",null,null,"Lead Status Unknown"]
[{"$f":"IF(AND(ISBLANK(INDEX($G:$G,)), ISBLANK(INDEX($C:$C,))), \"\", 'PWS Records (System Entry)'!$D$4)","v":"LA1079001"},{"$f":"IF(AND(ISBLANK(INDEX($G:$G,)), ISBLANK(INDEX($C:$C,))), \"\", 'PWS Records (System Entry)'!$D$3)","v":"City of Alexandria Water System"},"1283 BONAIRE TRCE","ALEXANDRIA","LA",71303,10715290,31.307786,-92.486367999999999,null,"Non-Lead - Other","Installation Record (for example, tap card)","Don't Know",null,null,null,"Non-Lead - Other","Installation Record (for example, tap card)",null,null,"Non-Lead"]
[{"$f":"IF(AND(ISBLANK(INDEX($G:$G,)), ISBLANK(INDEX($C:$C,))), \"\", 'PWS Records (System Entry)'!$D$4)","v":"LA1079001"},{"$f":"IF(AND(ISBLANK(INDEX($G:$G,)), ISBLANK(INDEX($C:$C,))), \"\", 'PWS Records (System Entry)'!$D$3)","v":"City of Alexandria Water System"},"1021 PACKARD DR BLDG A","ALEXANDRIA","LA",71303,10715291,31.317861600000001,-92.524082699999994,null,"Unknown","Not Applicable","Don't Know",null,null,null,"Unknown","Not Applicable",null,null,"Lead Status Unknown"]
[{"$f":"IF(AND(ISBLANK(INDEX($G:$G,)), ISBLANK(INDEX($C:$C,))), \"\", 'PWS Records (System Entry)'!$D$4)","v":"LA1079001"},{"$f":"IF(AND(ISBLANK(INDEX($G:$G,)), ISBLANK(INDEX($C:$C,))), \"\", 'PWS Records (System Entry)'!$D$3)","v":"City of Alexandria Water System"},"1284 MURRAY ST","ALEXANDRIA","LA",71303,10715293,31.305880399999999,-92.450934899999993,null,"Unknown","Not Applicable","Don't Know",null,null,null,"Unknown","Not Applicable",null,null,"Lead Status Unknown"]
[{"$f":"IF(AND(ISBLANK(INDEX($G:$G,)), ISBLANK(INDEX($C:$C,))), \"\", 'PWS Records (System Entry)'!$D$4)","v":"LA1079001"},{"$f":"IF(AND(ISBLANK(INDEX($G:$G,)), ISBLANK(INDEX($C:$C,))), \"\", 'PWS Records (System Entry)'!$D$3)","v":"City of Alexandria Water System"},"2719 3RD ST","ALEXANDRIA","LA",71303,10715292,31.3000401,-92.430355599999999,null,"Unknown","Not Applicable","Don't Know",null,null,null,"Unknown","Not Applicable",null,null,"Lead Status Unknown"]
[{"$f":"IF(AND(ISBLANK(INDEX($G:$G,)), ISBLANK(INDEX($C:$C,))), \"\", 'PWS Records (System Entry)'!$D$4)","v":"LA1079001"},{"$f":"IF(AND(ISBLANK(INDEX($G:$G,)), ISBLANK(INDEX($C:$C,))), \"\", 'PWS Records (System Entry)'!$D$3)","v":"City of Alexandria Water System"},"1021 PACKARD DR BLDG B","ALEXANDRIA","LA",71303,10715294,31.317861600000001,-92.524082699999994,null,"Unknown","Not Applicable","Don't Know",null,null,null,"Unknown","Not Applicable",null,null,"Lead Status Unknown"]
[{"$f":"IF(AND(ISBLANK(INDEX($G:$G,)), ISBLANK(INDEX($C:$C,))), \"\", 'PWS Records (System Entry)'!$D$4)","v":"LA1079001"},{"$f":"IF(AND(ISBLANK(INDEX($G:$G,)), ISBLANK(INDEX($C:$C,))), \"\", 'PWS Records (System Entry)'!$D$3)","v":"City of Alexandria Water System"},"2719 7TH ST","ALEXANDRIA","LA",71303,10715295,31.2978193,-92.432571600000003,null,"Unknown","Not Applicable","Don't Know",null,null,null,"Unknown","Not Applicable",null,null,"Lead Status Unknown"]
[{"$f":"IF(AND(ISBLANK(INDEX($G:$G,)), ISBLANK(INDEX($C:$C,))), \"\", 'PWS Records (System Entry)'!$D$4)","v":"LA1079001"},{"$f":"IF(AND(ISBLANK(INDEX($G:$G,)), ISBLANK(INDEX($C:$C,))), \"\", 'PWS Records (System Entry)'!$D$3)","v":"City of Alexandria Water System"},"1285 ANNA LN","ALEXANDRIA","LA",71303,10715296,31.307181199999999,-92.486776300000002,null,"Non-Lead - Plastic","Installation Date after Lead Ban","Don't Know",null,null,null,"Non-Lead - Plastic","Installation Date after Lead Ban",null,null,"Non-Lead"]
[{"$f":"IF(AND(ISBLANK(INDEX($G:$G,)), ISBLANK(INDEX($C:$C,))), \"\", 'PWS Records (System Entry)'!$D$4)","v":"LA1079001"},{"$f":"IF(AND(ISBLANK(INDEX($G:$G,)), ISBLANK(INDEX($C:$C,))), \"\", 'PWS Records (System Entry)'!$D$3)","v":"City of Alexandria Water System"},"1021 ROYCE DR BLDG 3709","ALEXANDRIA","LA",71303,10715297,31.321442000000001,-92.524548999999993,null,"Unknown","Not Applicable","Don't Know",null,null,null,"Unknown","Not Applicable",null,null,"Lead Status Unknown"]
[{"$f":"IF(AND(ISBLANK(INDEX($G:$G,)), ISBLANK(INDEX($C:$C,))), \"\", 'PWS Records (System Entry)'!$D$4)","v":"LA1079001"},{"$f":"IF(AND(ISBLANK(INDEX($G:$G,)), ISBLANK(INDEX($C:$C,))), \"\", 'PWS Records (System Entry)'!$D$3)","v":"City of Alexandria Water System"},"1288 BONAIRE TRCE","ALEXANDRIA","LA",71303,10715298,31.306748200000001,-92.485744699999998,null,"Non-Lead - Plastic","Installation Date after Lead Ban","Don't Know",null,null,null,"Non-Lead - Plastic","Installation Date after Lead Ban",null,null,{"$f":"IF(AND(INDEX($K:$K,)=\"\", INDEX($L:$L,)=\"\", INDEX($M:$M,)=\"\", INDEX($Q:$Q,)=\"\", INDEX($R:$R,)=\"\"), \"\", IF(OR(INDEX($K:$K,)=\"Lead\",INDEX($Q:$Q,)=\"Lead\"),\"Lead\",IF(OR(AND(OR(INDEX($M:$M,)=\"Yes\", INDEX($M:$M,)=\"Don't Know\", INDEX($M:$M,)=\"\"), INDEX($Q:$Q,)=\"Galvanized Iron/Steel\"), AND(INDEX($K:$K,)=\"Unknown\", INDEX($M:$M,)=\"No\", INDEX($Q:$Q,)=\"Galvanized Iron/Steel\")), \"Galvanized Requiring Replacement\", IF(OR(AND(OR(INDEX($K:$K,)=\"Galvanized Iron/Steel\", INDEX($K:$K,)=\"Non-Lead - Copper\", INDEX($K:$K,)=\"Non-Lead - Plastic\", INDEX($K:$K,)=\"Non-Lead - Other\", INDEX($K:$K,)=\"Non-Lead - Material Unknown\", INDEX($K:$K,)=\"No System Owned Portion\"), OR(INDEX($Q:$Q,)=\"Galvanized Iron/Steel\", INDEX($Q:$Q,)=\"Non-Lead - Copper\", INDEX($Q:$Q,)=\"Non-Lead - Plastic\", INDEX($Q:$Q,)=\"Non-Lead - Other\", INDEX($Q:$Q,)=\"Non-Lead - Predictive Model\", INDEX($Q:$Q,)=\"No Customer Owned Portion\")), AND(OR( INDEX($K:$K,)=\"Galvanized Iron/Steel\", INDEX($K:$K,)=\"Non-Lead - Copper\", INDEX($K:$K,)=\"Non-Lead - Plastic\", INDEX($K:$K,)=\"Non-Lead - Other\", INDEX($K:$K,)=\"Non-Lead - Material Unknown\", INDEX($K:$K,)=\"No System Owned Portion\"), INDEX($M:$M,)=\"No\", INDEX($Q:$Q,)=\"Non-Lead - Material Unknown\")), \"Non-Lead\", \"Lead Status Unknown\"))))","v":"Non-Lead"}]
[{"$f":"IF(AND(ISBLANK(INDEX($G:$G,)), ISBLANK(INDEX($C:$C,))), \"\", 'PWS Records (System Entry)'!$D$4)","v":"LA1079001"},{"$f":"IF(AND(ISBLANK(INDEX($G:$G,)), ISBLANK(INDEX($C:$C,))), \"\", 'PWS Records (System Entry)'!$D$3)","v":"City of Alexandria Water System"},"1288 BONAIRE TRCE","ALEXANDRIA","LA",71303,10715301,31.306748200000001,-92.485744699999998,null,"Non-Lead - Plastic","Installation Date after Lead Ban","Don't Know",null,null,null,"Non-Lead - Plastic","Installation Date after Lead Ban",null,null,"Non-Lead"]
[{"$f":"IF(AND(ISBLANK(INDEX($G:$G,)), ISBLANK(INDEX($C:$C,))), \"\", 'PWS Records (System Entry)'!$D$4)","v":"LA1079001"},{"$f":"IF(AND(ISBLANK(INDEX($G:$G,)), ISBLANK(INDEX($C:$C,))), \"\", 'PWS Records (System Entry)'!$D$3)","v":"City of Alexandria Water System"},"1021 SCHILLING DR BLDG 4010","ALEXANDRIA","LA",71303,10715299,31.3190147,-92.523823899999996,null,"Unknown","Not Applicable","Don't Know",null,null,null,"Unknown","Not Applicable",null,null,"Lead Status Unknown"]
[{"$f":"IF(AND(ISBLANK(INDEX($G:$G,)), ISBLANK(INDEX($C:$C,))), \"\", 'PWS Records (System Entry)'!$D$4)","v":"LA1079001"},{"$f":"IF(AND(ISBLANK(INDEX($G:$G,)), ISBLANK(INDEX($C:$C,))), \"\", 'PWS Records (System Entry)'!$D$3)","v":"City of Alexandria Water System"},"2719 8TH ST","ALEXANDRIA","LA",71303,10715300,31.297048199999999,-92.433226399999995,null,"Unknown","Not Applicable","Don't Know",null,null,null,"Unknown","Not Applicable",null,null,"Lead Status Unknown"]
[{"$f":"IF(AND(ISBLANK(INDEX($G:$G,)), ISBLANK(INDEX($C:$C,))), \"\", 'PWS Records (System Entry)'!$D$4)","v":"LA1079001"},{"$f":"IF(AND(ISBLANK(INDEX($G:$G,)), ISBLANK(INDEX($C:$C,))), \"\", 'PWS Records (System Entry)'!$D$3)","v":"City of Alexandria Water System"},"1021 SEBILLE DR BLDG 3810","ALEXANDRIA","LA",71303,10715302,31.316924499999999,-92.524125900000001,null,"Unknown","Not Applicable","Don't Know",null,null,null,"Unknown","Not Applicable",null,null,"Lead Status Unknown"]
[{"$f":"IF(AND(ISBLANK(INDEX($G:$G,)), ISBLANK(INDEX($C:$C,))), \"\", 'PWS Records (System Entry)'!$D$4)","v":"LA1079001"},{"$f":"IF(AND(ISBLANK(INDEX($G:$G,)), ISBLANK(INDEX($C:$C,))), \"\", 'PWS Records (System Entry)'!$D$3)","v":"City of Alexandria Water System"},"2719 GEORGES LN","ALEXANDRIA","LA",71303,10715303,31.290978800000001,-92.464625100000006,null,"Unknown","Not Applicable","Don't Know",null,null,null,"Unknown","Not Applicable",null,null,"Lead Status Unknown"]
[{"$f":"IF(AND(ISBLANK(INDEX($G:$G,)), ISBLANK(INDEX($C:$C,))), \"\", 'PWS Records (System Entry)'!$D$4)","v":"LA1079001"},{"$f":"IF(AND(ISBLANK(INDEX($G:$G,)), ISBLANK(INDEX($C:$C,))), \"\", 'PWS Records (System Entry)'!$D$3)","v":"City of Alexandria Water System"},"1289 ANNA LN","ALEXANDRIA","LA",71303,10715304,31.276319000000001,-92.552660000000003,null,"Non-Lead - Other","Installation Record (for example, tap card)","Don't Know",null,null,null,"Non-Lead - Other","Installation Record (for example, tap card)",null,null,"Non-Lead"]
[{"$f":"IF(AND(ISBLANK(INDEX($G:$G,)), ISBLANK(INDEX($C:$C,))), \"\", 'PWS Records (System Entry)'!$D$4)","v":"LA1079001"},{"$f":"IF(AND(ISBLANK(INDEX($G:$G,)), ISBLANK(INDEX($C:$C,))), \"\", 'PWS Records (System Entry)'!$D$3)","v":"City of Alexandria Water System"},"1022 COUNCIL DR BLDG 4305-A","ALEXANDRIA","LA",71303,10715305,31.326893800000001,-92.522466600000001,null,"Unknown","Not Applicable","Don't Know",null,null,null,"Unknown","Not Applicable",null,null,"Lead Status Unknown"]
[{"$f":"IF(AND(ISBLANK(INDEX($G:$G,)), ISBLANK(INDEX($C:$C,))), \"\", 'PWS Records (System Entry)'!$D$4)","v":"LA1079001"},{"$f":"IF(AND(ISBLANK(INDEX($G:$G,)), ISBLANK(INDEX($C:$C,))), \"\", 'PWS Records (System Entry)'!$D$3)","v":"City of Alexandria Water System"},"2719 MAIN ST","ALEXANDRIA","LA",71303,10715306,31.300666,-92.429700499999996,null,"Unknown","Not Applicable","Don't Know",null,null,null,"Unknown","Not Applicable",null,null,"Lead Status Unknown"]
[{"$f":"IF(AND(ISBLANK(INDEX($G:$G,)), ISBLANK(INDEX($C:$C,))), \"\", 'PWS Records (System Entry)'!$D$4)","v":"LA1079001"},{"$f":"IF(AND(ISBLANK(INDEX($G:$G,)), ISBLANK(INDEX($C:$C,))), \"\", 'PWS Records (System Entry)'!$D$3)","v":"City of Alexandria Water System"},"129 FOX FIRE LN","ALEXANDRIA","LA",71303,10715307,31.2054902,-92.408515499999993,null,"Non-Lead - Other","Installation Record (for example, tap card)","Don't Know",null,null,null,"Non-Lead - Other","Installation Record (for example, tap card)",null,null,"Non-Lead"]
[{"$f":"IF(AND(ISBLANK(INDEX($G:$G,)), ISBLANK(INDEX($C:$C,))), \"\", 'PWS Records (System Entry)'!$D$4)","v":"LA1079001"},{"$f":"IF(AND(ISBLANK(INDEX($G:$G,)), ISBLANK(INDEX($C:$C,))), \"\", 'PWS Records (System Entry)'!$D$3)","v":"City of Alexandria Water System"},"1022 COUNCIL DR BLDG 4305-B","ALEXANDRIA","LA",71303,10715308,31.326893800000001,-92.522466600000001,null,"Unknown","Not Applicable","Don't Know",null,null,null,"Unknown","Not Applicable",null,null,"Lead Status Unknown"]
[{"$f":"IF(AND(ISBLANK(INDEX($G:$G,)), ISBLANK(INDEX($C:$C,))), \"\", 'PWS Records (System Entry)'!$D$4)","v":"LA1079001"},{"$f":"IF(AND(ISBLANK(INDEX($G:$G,)), ISBLANK(INDEX($C:$C,))), \"\", 'PWS Records (System Entry)'!$D$3)","v":"City of Alexandria Water System"},"2719 MONROE ST","ALEXANDRIA","LA",71303,10715309,31.302713700000002,-92.471847299999993,null,"Unknown","Not Applicable","Don't Know",null,null,null,"Unknown","Not Applicable",null,null,"Lead Status Unknown"]
[{"$f":"IF(AND(ISBLANK(INDEX($G:$G,)), ISBLANK(INDEX($C:$C,))), \"\", 'PWS Records (System Entry)'!$D$4)","v":"LA1079001"},{"$f":"IF(AND(ISBLANK(INDEX($G:$G,)), ISBLANK(INDEX($C:$C,))), \"\", 'PWS Records (System Entry)'!$D$3)","v":"City of Alexandria Water System"},"129 MARY ST","ALEXANDRIA","LA",71303,10715310,31.304539399999999,-92.465171699999999,null,"Unknown","Not Applicable","Don't Know",null,null,null,"Unknown","Not Applicable",null,null,"Lead Status Unknown"]
[{"$f":"IF(AND(ISBLANK(INDEX($G:$G,)), ISBLANK(INDEX($C:$C,))), \"\", 'PWS Records (System Entry)'!$D$4)","v":"LA1079001"},{"$f":"IF(AND(ISBLANK(INDEX($G:$G,)), ISBLANK(INDEX($C:$C,))), \"\", 'PWS Records (System Entry)'!$D$3)","v":"City of Alexandria Water System"},"1022 DILLARD ALY","ALEXANDRIA","LA",71303,10715311,31.300007099999998,-92.442067499999993,null,"Unknown","Not Applicable","Don't Know",null,null,null,"Unknown","Not Applicable",null,null,"Lead Status Unknown"]
[{"$f":"IF(AND(ISBLANK(INDEX($G:$G,)), ISBLANK(INDEX($C:$C,))), \"\", 'PWS Records (System Entry)'!$D$4)","v":"LA1079001"},{"$f":"IF(AND(ISBLANK(INDEX($G:$G,)), ISBLANK(INDEX($C:$C,))), \"\", 'PWS Records (System Entry)'!$D$3)","v":"City of Alexandria Water System"},"129 ST ANDREWS DR","ALEXANDRIA","LA",71303,10715316,31.299482999999999,-92.544387999999998,null,"Non-Lead - Other","Installation Record (for example, tap card)","Don't Know",null,null,null,"Non-Lead - Other","Installation Record (for example, tap card)",null,null,"Non-Lead"]
[{"$f":"IF(AND(ISBLANK(INDEX($G:$G,)), ISBLANK(INDEX($C:$C,))), \"\", 'PWS Records (System Entry)'!$D$4)","v":"LA1079001"},{"$f":"IF(AND(ISBLANK(INDEX($G:$G,)), ISBLANK(INDEX($C:$C,))), \"\", 'PWS Records (System Entry)'!$D$3)","v":"City of Alexandria Water System"},"129 ST ANDREWS DR","ALEXANDRIA","LA",71303,10715317,31.299482999999999,-92.544387999999998,null,"Non-Lead - Other","Installation Record (for example, tap card)","Don't Know",null,null,null,"Non-Lead - Other","Installation Record (for example, tap card)",null,null,"Non-Lead"]
[{"$f":"IF(AND(ISBLANK(INDEX($G:$G,)), ISBLANK(INDEX($C:$C,))), \"\", 'PWS Records (System Entry)'!$D$4)","v":"LA1079001"},{"$f":"IF(AND(ISBLANK(INDEX($G:$G,)), ISBLANK(INDEX($C:$C,))), \"\", 'PWS Records (System Entry)'!$D$3)","v":"City of Alexandria Water System"},"2719 SABINE DR","ALEXANDRIA","LA",71303,10715312,31.317727300000001,-92.481037099999995,null,"Unknown","Not Applicable","Don't Know",null,null,null,"Unknown","Not Applicable",null,null,"Lead Status Unknown"]
[{"$f":"IF(AND(ISBLANK(INDEX($G:$G,)), ISBLANK(INDEX($C:$C,))), \"\", 'PWS Records (System Entry)'!$D$4)","v":"LA1079001"},{"$f":"IF(AND(ISBLANK(INDEX($G:$G,)), ISBLANK(INDEX($C:$C,))), \"\", 'PWS Records (System Entry)'!$D$3)","v":"City of Alexandria Water System"},"1022 PACKARD DR BLDG 3816","ALEXANDRIA","LA",71303,10715313,31.317842899999999,-92.524004399999995,null,"Unknown","Not Applicable","Don't Know",null,null,null,"Unknown","Not Applicable",null,null,"Lead Status Unknown"]
[{"$f":"IF(AND(ISBLANK(INDEX($G:$G,)), ISBLANK(INDEX($C:$C,))), \"\", 'PWS Records (System Entry)'!$D$4)","v":"LA1079001"},{"$f":"IF(AND(ISBLANK(INDEX($G:$G,)), ISBLANK(INDEX($C:$C,))), \"\", 'PWS Records (System Entry)'!$D$3)","v":"City of Alexandria Water System"},"2719 WISE ST UNIT A","ALEXANDRIA","LA",71303,10715315,31.288115399999999,-92.447965699999997,null,"Unknown","Not Applicable","Don't Know",null,null,null,"Unknown","Not Applicable",null,null,"Lead Status Unknown"]
[{"$f":"IF(AND(ISBLANK(INDEX($G:$G,)), ISBLANK(INDEX($C:$C,))), \"\", 'PWS Records (System Entry)'!$D$4)","v":"LA1079001"},{"$f":"IF(AND(ISBLANK(INDEX($G:$G,)), ISBLANK(INDEX($C:$C,))), \"\", 'PWS Records (System Entry)'!$D$3)","v":"City of Alexandria Water System"},"1022 PAPIN ST","ALEXANDRIA","LA",71303,10715314,31.290683900000001,-92.430019999999999,null,"Unknown","Not Applicable","Don't Know",null,null,null,"Unknown","Not Applicable",null,null,"Lead Status Unknown"]
[{"$f":"IF(AND(ISBLANK(INDEX($G:$G,)), ISBLANK(INDEX($C:$C,))), \"\", 'PWS Records (System Entry)'!$D$4)","v":"LA1079001"},{"$f":"IF(AND(ISBLANK(INDEX($G:$G,)), ISBLANK(INDEX($C:$C,))), \"\", 'PWS Records (System Entry)'!$D$3)","v":"City of Alexandria Water System"},"1022 ROYCE DR BLDG 3608","ALEXANDRIA","LA",71303,10715318,31.315487300000001,-92.524224200000006,null,"Unknown","Not Applicable","Don't Know",null,null,null,"Unknown","Not Applicable",null,null,"Lead Status Unknown"]
[{"$f":"IF(AND(ISBLANK(INDEX($G:$G,)), ISBLANK(INDEX($C:$C,))), \"\", 'PWS Records (System Entry)'!$D$4)","v":"LA1079001"},{"$f":"IF(AND(ISBLANK(INDEX($G:$G,)), ISBLANK(INDEX($C:$C,))), \"\", 'PWS Records (System Entry)'!$D$3)","v":"City of Alexandria Water System"},"2720 10TH ST","ALEXANDRIA","LA",71303,10715319,31.295487900000001,-92.434445800000006,null,"Non-Lead - Other","Installation Date after Lead Ban","Don't Know",null,null,null,"Non-Lead - Other","Installation Date after Lead Ban",null,null,"Non-Lead"]
[{"$f":"IF(AND(ISBLANK(INDEX($G:$G,)), ISBLANK(INDEX($C:$C,))), \"\", 'PWS Records (System Entry)'!$D$4)","v":"LA1079001"},{"$f":"IF(AND(ISBLANK(INDEX($G:$G,)), ISBLANK(INDEX($C:$C,))), \"\", 'PWS Records (System Entry)'!$D$3)","v":"City of Alexandria Water System"},"129 SUNRIDGE DR","ALEXANDRIA","LA",71302,10715320,31.231196499999999,-92.431876000000003,null,"Non-Lead - Other","Installation Record (for example, tap card)","Don't Know",null,null,null,"Non-Lead - Other","Installation Record (for example, tap card)",null,null,"Non-Lead"]
[{"$f":"IF(AND(ISBLANK(INDEX($G:$G,)), ISBLANK(INDEX($C:$C,))), \"\", 'PWS Records (System Entry)'!$D$4)","v":"LA1079001"},{"$f":"IF(AND(ISBLANK(INDEX($G:$G,)), ISBLANK(INDEX($C:$C,))), \"\", 'PWS Records (System Entry)'!$D$3)","v":"City of Alexandria Water System"},"1022 SEBILLE DR","ALEXANDRIA","LA",71303,10715321,31.3169094,-92.524042899999998,null,"Unknown","Not Applicable","Don't Know",null,null,null,"Unknown","Not Applicable",null,null,"Lead Status Unknown"]
[{"$f":"IF(AND(ISBLANK(INDEX($G:$G,)), ISBLANK(INDEX($C:$C,))), \"\", 'PWS Records (System Entry)'!$D$4)","v":"LA1079001"},{"$f":"IF(AND(ISBLANK(INDEX($G:$G,)), ISBLANK(INDEX($C:$C,))), \"\", 'PWS Records (System Entry)'!$D$3)","v":"City of Alexandria Water System"},"2720 MACARTHUR DR","ALEXANDRIA","LA",71303,10715322,31.268495600000001,-92.459455500000004,null,"Unknown","Not Applicable","Don't Know",null,null,null,"Unknown","Not Applicable",null,null,"Lead Status Unknown"]
[{"$f":"IF(AND(ISBLANK(INDEX($G:$G,)), ISBLANK(INDEX($C:$C,))), \"\", 'PWS Records (System Entry)'!$D$4)","v":"LA1079001"},{"$f":"IF(AND(ISBLANK(INDEX($G:$G,)), ISBLANK(INDEX($C:$C,))), \"\", 'PWS Records (System Entry)'!$D$3)","v":"City of Alexandria Water System"},"2720 MACARTHUR DR","ALEXANDRIA","LA",71303,10715325,31.268495600000001,-92.459455500000004,null,"Unknown","Not Applicable","Don't Know",null,null,null,"Unknown","Not Applicable",null,null,"Lead Status Unknown"]
[{"$f":"IF(AND(ISBLANK(INDEX($G:$G,)), ISBLANK(INDEX($C:$C,))), \"\", 'PWS Records (System Entry)'!$D$4)","v":"LA1079001"},{"$f":"IF(AND(ISBLANK(INDEX($G:$G,)), ISBLANK(INDEX($C:$C,))), \"\", 'PWS Records (System Entry)'!$D$3)","v":"City of Alexandria Water System"},"2720 MACARTHUR DR","ALEXANDRIA","LA",71303,10715327,31.268495600000001,-92.459455500000004,null,"Unknown","Not Applicable","Don't Know",null,null,null,"Unknown","Not Applicable",null,null,"Lead Status Unknown"]
[{"$f":"IF(AND(ISBLANK(INDEX($G:$G,)), ISBLANK(INDEX($C:$C,))), \"\", 'PWS Records (System Entry)'!$D$4)","v":"LA1079001"},{"$f":"IF(AND(ISBLANK(INDEX($G:$G,)), ISBLANK(INDEX($C:$C,))), \"\", 'PWS Records (System Entry)'!$D$3)","v":"City of Alexandria Water System"},"1022 STRACENER ST","ALEXANDRIA","LA",71303,10715324,31.320181099999999,-92.466236499999994,null,"Unknown","Not Applicable","Don't Know",null,null,null,"Unknown","Not Applicable",null,null,"Lead Status Unknown"]
[{"$f":"IF(AND(ISBLANK(INDEX($G:$G,)), ISBLANK(INDEX($C:$C,))), \"\", 'PWS Records (System Entry)'!$D$4)","v":"LA1079001"},{"$f":"IF(AND(ISBLANK(INDEX($G:$G,)), ISBLANK(INDEX($C:$C,))), \"\", 'PWS Records (System Entry)'!$D$3)","v":"City of Alexandria Water System"},"1292 BONAIRE TRCE","ALEXANDRIA","LA",71303,10715323,31.308434999999999,-92.486868000000001,null,"Non-Lead - Other","Installation Record (for example, tap card)","Don't Know",null,null,null,"Non-Lead - Other","Installation Record (for example, tap card)",null,null,"Non-Lead"]
[{"$f":"IF(AND(ISBLANK(INDEX($G:$G,)), ISBLANK(INDEX($C:$C,))), \"\", 'PWS Records (System Entry)'!$D$4)","v":"LA1079001"},{"$f":"IF(AND(ISBLANK(INDEX($G:$G,)), ISBLANK(INDEX($C:$C,))), \"\", 'PWS Records (System Entry)'!$D$3)","v":"City of Alexandria Water System"},"1292 PRESIDENTS DR","ALEXANDRIA","LA",71303,10715326,31.3227078,-92.485210600000002,null,"Non-Lead - Plastic","Installation Date after Lead Ban","Don't Know",null,null,null,"Non-Lead - Plastic","Installation Date after Lead Ban",null,null,"Non-Lead"]
[{"$f":"IF(AND(ISBLANK(INDEX($G:$G,)), ISBLANK(INDEX($C:$C,))), \"\", 'PWS Records (System Entry)'!$D$4)","v":"LA1079001"},{"$f":"IF(AND(ISBLANK(INDEX($G:$G,)), ISBLANK(INDEX($C:$C,))), \"\", 'PWS Records (System Entry)'!$D$3)","v":"City of Alexandria Water System"},"1023 NORMAN DR APT B","ALEXANDRIA","LA",71303,10715328,31.326123299999999,-92.525992799999997,null,"Unknown","Not Applicable","Don't Know",null,null,null,"Unknown","Not Applicable",null,null,"Lead Status Unknown"]
[{"$f":"IF(AND(ISBLANK(INDEX($G:$G,)), ISBLANK(INDEX($C:$C,))), \"\", 'PWS Records (System Entry)'!$D$4)","v":"LA1079001"},{"$f":"IF(AND(ISBLANK(INDEX($G:$G,)), ISBLANK(INDEX($C:$C,))), \"\", 'PWS Records (System Entry)'!$D$3)","v":"City of Alexandria Water System"},"2720 SUMMERWOOD LN","ALEXANDRIA","LA",71303,10715329,31.3151908,-92.478913000000006,null,"Non-Lead - Plastic","Installation Date after Lead Ban","Don't Know",null,null,null,"Non-Lead - Plastic","Installation Date after Lead Ban",null,null,"Non-Lead"]
[{"$f":"IF(AND(ISBLANK(INDEX($G:$G,)), ISBLANK(INDEX($C:$C,))), \"\", 'PWS Records (System Entry)'!$D$4)","v":"LA1079001"},{"$f":"IF(AND(ISBLANK(INDEX($G:$G,)), ISBLANK(INDEX($C:$C,))), \"\", 'PWS Records (System Entry)'!$D$3)","v":"City of Alexandria Water System"},"1023 NORMAN DR APT A","ALEXANDRIA","LA",71303,10715330,31.326123299999999,-92.525992799999997,null,"Unknown","Not Applicable","Don't Know",null,null,null,"Unknown","Not Applicable",null,null,"Lead Status Unknown"]
[{"$f":"IF(AND(ISBLANK(INDEX($G:$G,)), ISBLANK(INDEX($C:$C,))), \"\", 'PWS Records (System Entry)'!$D$4)","v":"LA1079001"},{"$f":"IF(AND(ISBLANK(INDEX($G:$G,)), ISBLANK(INDEX($C:$C,))), \"\", 'PWS Records (System Entry)'!$D$3)","v":"City of Alexandria Water System"},"2721 10TH ST","ALEXANDRIA","LA",71303,10715331,31.295451799999999,-92.4342994,null,"Unknown","Not Applicable","Don't Know",null,null,null,"Unknown","Not Applicable",null,null,"Lead Status Unknown"]
[{"$f":"IF(AND(ISBLANK(INDEX($G:$G,)), ISBLANK(INDEX($C:$C,))), \"\", 'PWS Records (System Entry)'!$D$4)","v":"LA1079001"},{"$f":"IF(AND(ISBLANK(INDEX($G:$G,)), ISBLANK(INDEX($C:$C,))), \"\", 'PWS Records (System Entry)'!$D$3)","v":"City of Alexandria Water System"},"1293 ANNA LN","ALEXANDRIA","LA",71303,10715332,31.307024500000001,-92.487246400000004,null,"Non-Lead - Plastic","Installation Date after Lead Ban","Don't Know",null,null,null,"Non-Lead - Plastic","Installation Date after Lead Ban",null,null,"Non-Lead"]
[{"$f":"IF(AND(ISBLANK(INDEX($G:$G,)), ISBLANK(INDEX($C:$C,))), \"\", 'PWS Records (System Entry)'!$D$4)","v":"LA1079001"},{"$f":"IF(AND(ISBLANK(INDEX($G:$G,)), ISBLANK(INDEX($C:$C,))), \"\", 'PWS Records (System Entry)'!$D$3)","v":"City of Alexandria Water System"},"1023 OXFORD ST","ALEXANDRIA","LA",71303,10715333,31.295716599999999,-92.460201400000003,null,"Unknown","Not Applicable","Don't Know",null,null,null,"Unknown","Not Applicable",null,null,"Lead Status Unknown"]
[{"$f":"IF(AND(ISBLANK(INDEX($G:$G,)), ISBLANK(INDEX($C:$C,))), \"\", 'PWS Records (System Entry)'!$D$4)","v":"LA1079001"},{"$f":"IF(AND(ISBLANK(INDEX($G:$G,)), ISBLANK(INDEX($C:$C,))), \"\", 'PWS Records (System Entry)'!$D$3)","v":"City of Alexandria Water System"},"2721 ENTERPRISE RD","ALEXANDRIA","LA",71303,10715334,31.321679899999999,-92.483308300000004,null,"Unknown","Not Applicable","Don't Know",null,null,null,"Unknown","Not Applicable",null,null,"Lead Status Unknown"]
[{"$f":"IF(AND(ISBLANK(INDEX($G:$G,)), ISBLANK(INDEX($C:$C,))), \"\", 'PWS Records (System Entry)'!$D$4)","v":"LA1079001"},{"$f":"IF(AND(ISBLANK(INDEX($G:$G,)), ISBLANK(INDEX($C:$C,))), \"\", 'PWS Records (System Entry)'!$D$3)","v":"City of Alexandria Water System"},"1293 MURRAY ST","ALEXANDRIA","LA",71303,10715335,31.305935099999999,-92.450737500000002,null,"Unknown","Not Applicable","Don't Know",null,null,null,"Unknown","Not Applicable",null,null,"Lead Status Unknown"]
[{"$f":"IF(AND(ISBLANK(INDEX($G:$G,)), ISBLANK(INDEX($C:$C,))), \"\", 'PWS Records (System Entry)'!$D$4)","v":"LA1079001"},{"$f":"IF(AND(ISBLANK(INDEX($G:$G,)), ISBLANK(INDEX($C:$C,))), \"\", 'PWS Records (System Entry)'!$D$3)","v":"City of Alexandria Water System"},"1023 PACKARD DR BLDG 3910","ALEXANDRIA","LA",71303,10715336,31.3180011,-92.523817199999996,null,"Unknown","Not Applicable","Don't Know",null,null,null,"Unknown","Not Applicable",null,null,"Lead Status Unknown"]
[{"$f":"IF(AND(ISBLANK(INDEX($G:$G,)), ISBLANK(INDEX($C:$C,))), \"\", 'PWS Records (System Entry)'!$D$4)","v":"LA1079001"},{"$f":"IF(AND(ISBLANK(INDEX($G:$G,)), ISBLANK(INDEX($C:$C,))), \"\", 'PWS Records (System Entry)'!$D$3)","v":"City of Alexandria Water System"},"1296 BONAIRE TRCE","ALEXANDRIA","LA",71303,10715338,31.307841,-92.486401000000001,null,"Non-Lead - Other","Installation Record (for example, tap card)","Don't Know",null,null,null,"Non-Lead - Other","Installation Record (for example, tap card)",null,null,"Non-Lead"]
[{"$f":"IF(AND(ISBLANK(INDEX($G:$G,)), ISBLANK(INDEX($C:$C,))), \"\", 'PWS Records (System Entry)'!$D$4)","v":"LA1079001"},{"$f":"IF(AND(ISBLANK(INDEX($G:$G,)), ISBLANK(INDEX($C:$C,))), \"\", 'PWS Records (System Entry)'!$D$3)","v":"City of Alexandria Water System"},"2721 GEORGES LN","ALEXANDRIA","LA",71303,10715337,31.290888299999999,-92.464841300000003,null,"Unknown","Not Applicable","Don't Know",null,null,null,"Unknown","Not Applicable",null,null,"Lead Status Unknown"]
[{"$f":"IF(AND(ISBLANK(INDEX($G:$G,)), ISBLANK(INDEX($C:$C,))), \"\", 'PWS Records (System Entry)'!$D$4)","v":"LA1079001"},{"$f":"IF(AND(ISBLANK(INDEX($G:$G,)), ISBLANK(INDEX($C:$C,))), \"\", 'PWS Records (System Entry)'!$D$3)","v":"City of Alexandria Water System"},"1023 ROYCE DR BLDG 3710","ALEXANDRIA","LA",71303,10715339,31.321442000000001,-92.524548999999993,null,"Unknown","Not Applicable","Don't Know",null,null,null,"Unknown","Not Applicable",null,null,"Lead Status Unknown"]
[{"$f":"IF(AND(ISBLANK(INDEX($G:$G,)), ISBLANK(INDEX($C:$C,))), \"\", 'PWS Records (System Entry)'!$D$4)","v":"LA1079001"},{"$f":"IF(AND(ISBLANK(INDEX($G:$G,)), ISBLANK(INDEX($C:$C,))), \"\", 'PWS Records (System Entry)'!$D$3)","v":"City of Alexandria Water System"},"2721 HARRIS ST","ALEXANDRIA","LA",71303,10715340,31.288229000000001,-92.449091699999997,null,"Unknown","Not Applicable","Don't Know",null,null,null,"Unknown","Not Applicable",null,null,"Lead Status Unknown"]
[{"$f":"IF(AND(ISBLANK(INDEX($G:$G,)), ISBLANK(INDEX($C:$C,))), \"\", 'PWS Records (System Entry)'!$D$4)","v":"LA1079001"},{"$f":"IF(AND(ISBLANK(INDEX($G:$G,)), ISBLANK(INDEX($C:$C,))), \"\", 'PWS Records (System Entry)'!$D$3)","v":"City of Alexandria Water System"},"1297 ANNA LN","ALEXANDRIA","LA",71303,10715341,31.307056899999999,-92.487364799999995,null,"Non-Lead - Other","Installation Record (for example, tap card)","Don't Know",null,null,null,"Non-Lead - Other","Installation Record (for example, tap card)",null,null,"Non-Lead"]
[{"$f":"IF(AND(ISBLANK(INDEX($G:$G,)), ISBLANK(INDEX($C:$C,))), \"\", 'PWS Records (System Entry)'!$D$4)","v":"LA1079001"},{"$f":"IF(AND(ISBLANK(INDEX($G:$G,)), ISBLANK(INDEX($C:$C,))), \"\", 'PWS Records (System Entry)'!$D$3)","v":"City of Alexandria Water System"},"1023 SCHILLING DR","ALEXANDRIA","LA",71301,10715342,31.319067199999999,-92.523584299999996,null,"Unknown","Not Applicable","Don't Know",null,null,null,"Unknown","Not Applicable",null,null,"Lead Status Unknown"]
[{"$f":"IF(AND(ISBLANK(INDEX($G:$G,)), ISBLANK(INDEX($C:$C,))), \"\", 'PWS Records (System Entry)'!$D$4)","v":"LA1079001"},{"$f":"IF(AND(ISBLANK(INDEX($G:$G,)), ISBLANK(INDEX($C:$C,))), \"\", 'PWS Records (System Entry)'!$D$3)","v":"City of Alexandria Water System"},"13 GORDON AVE","ALEXANDRIA","LA",71303,10715343,31.309924899999999,-92.466065900000004,null,"Unknown","Not Applicable","Don't Know",null,null,null,"Unknown","Not Applicable",null,null,"Lead Status Unknown"]
[{"$f":"IF(AND(ISBLANK(INDEX($G:$G,)), ISBLANK(INDEX($C:$C,))), \"\", 'PWS Records (System Entry)'!$D$4)","v":"LA1079001"},{"$f":"IF(AND(ISBLANK(INDEX($G:$G,)), ISBLANK(INDEX($C:$C,))), \"\", 'PWS Records (System Entry)'!$D$3)","v":"City of Alexandria Water System"},"2721 LASALLE DR","ALEXANDRIA","LA",71303,10715344,31.3191785,-92.482043899999994,null,"Unknown","Not Applicable","Don't Know",null,null,null,"Unknown","Not Applicable",null,null,"Lead Status Unknown"]
[{"$f":"IF(AND(ISBLANK(INDEX($G:$G,)), ISBLANK(INDEX($C:$C,))), \"\", 'PWS Records (System Entry)'!$D$4)","v":"LA1079001"},{"$f":"IF(AND(ISBLANK(INDEX($G:$G,)), ISBLANK(INDEX($C:$C,))), \"\", 'PWS Records (System Entry)'!$D$3)","v":"City of Alexandria Water System"},"1023 SEBILLE DR","ALEXANDRIA","LA",71303,10715345,31.317058100000001,-92.523877999999996,null,"Unknown","Not Applicable","Don't Know",null,null,null,"Unknown","Not Applicable",null,null,"Lead Status Unknown"]
[{"$f":"IF(AND(ISBLANK(INDEX($G:$G,)), ISBLANK(INDEX($C:$C,))), \"\", 'PWS Records (System Entry)'!$D$4)","v":"LA1079001"},{"$f":"IF(AND(ISBLANK(INDEX($G:$G,)), ISBLANK(INDEX($C:$C,))), \"\", 'PWS Records (System Entry)'!$D$3)","v":"City of Alexandria Water System"},"13 HEYMAN LN","ALEXANDRIA","LA",71303,10715346,31.300797800000002,-92.488467900000003,null,"Non-Lead - Other","Installation Date after Lead Ban","Don't Know",null,null,null,"Non-Lead - Other","Installation Date after Lead Ban",null,null,"Non-Lead"]
[{"$f":"IF(AND(ISBLANK(INDEX($G:$G,)), ISBLANK(INDEX($C:$C,))), \"\", 'PWS Records (System Entry)'!$D$4)","v":"LA1079001"},{"$f":"IF(AND(ISBLANK(INDEX($G:$G,)), ISBLANK(INDEX($C:$C,))), \"\", 'PWS Records (System Entry)'!$D$3)","v":"City of Alexandria Water System"},"13 HEYMAN LN","ALEXANDRIA","LA",71303,10715349,31.300797800000002,-92.488467900000003,null,"Non-Lead - Other","Installation Date after Lead Ban","Don't Know",null,null,null,"Non-Lead - Other","Installation Date after Lead Ban",null,null,"Non-Lead"]
[{"$f":"IF(AND(ISBLANK(INDEX($G:$G,)), ISBLANK(INDEX($C:$C,))), \"\", 'PWS Records (System Entry)'!$D$4)","v":"LA1079001"},{"$f":"IF(AND(ISBLANK(INDEX($G:$G,)), ISBLANK(INDEX($C:$C,))), \"\", 'PWS Records (System Entry)'!$D$3)","v":"City of Alexandria Water System"},"1024 3RD ST","ALEXANDRIA","LA",71303,10715347,31.310974699999999,-92.444308300000003,null,"Unknown","Not Applicable","Don't Know",null,null,null,"Unknown","Not Applicable",null,null,"Lead Status Unknown"]
[{"$f":"IF(AND(ISBLANK(INDEX($G:$G,)), ISBLANK(INDEX($C:$C,))), \"\", 'PWS Records (System Entry)'!$D$4)","v":"LA1079001"},{"$f":"IF(AND(ISBLANK(INDEX($G:$G,)), ISBLANK(INDEX($C:$C,))), \"\", 'PWS Records (System Entry)'!$D$3)","v":"City of Alexandria Water System"},"1024 3RD ST","ALEXANDRIA","LA",71303,10715350,31.310974699999999,-92.444308300000003,null,"Unknown","Not Applicable","Don't Know",null,null,null,"Unknown","Not Applicable",null,null,"Lead Status Unknown"]
[{"$f":"IF(AND(ISBLANK(INDEX($G:$G,)), ISBLANK(INDEX($C:$C,))), \"\", 'PWS Records (System Entry)'!$D$4)","v":"LA1079001"},{"$f":"IF(AND(ISBLANK(INDEX($G:$G,)), ISBLANK(INDEX($C:$C,))), \"\", 'PWS Records (System Entry)'!$D$3)","v":"City of Alexandria Water System"},"2721 MASONIC DR","ALEXANDRIA","LA",71301,10715348,31.289469499999999,-92.454363999999998,null,"Non-Lead - Plastic","Installation Record (for example, tap card)","Don't Know",null,null,null,"Unknown","Not Applicable",null,null,"Lead Status Unknown"]
[{"$f":"IF(AND(ISBLANK(INDEX($G:$G,)), ISBLANK(INDEX($C:$C,))), \"\", 'PWS Records (System Entry)'!$D$4)","v":"LA1079001"},{"$f":"IF(AND(ISBLANK(INDEX($G:$G,)), ISBLANK(INDEX($C:$C,))), \"\", 'PWS Records (System Entry)'!$D$3)","v":"City of Alexandria Water System"},"2721 OVERTON ST","ALEXANDRIA","LA",71303,10715351,31.288103799999998,-92.450269000000006,null,"Unknown","Not Applicable","Don't Know",null,null,null,"Unknown","Not Applicable",null,null,"Lead Status Unknown"]
[{"$f":"IF(AND(ISBLANK(INDEX($G:$G,)), ISBLANK(INDEX($C:$C,))), \"\", 'PWS Records (System Entry)'!$D$4)","v":"LA1079001"},{"$f":"IF(AND(ISBLANK(INDEX($G:$G,)), ISBLANK(INDEX($C:$C,))), \"\", 'PWS Records (System Entry)'!$D$3)","v":"City of Alexandria Water System"},"13 PROSPECT ST","ALEXANDRIA","LA",71303,10715353,31.3088233,-92.469696900000002,null,"Unknown","Not Applicable","Don't Know",null,null,null,"Unknown","Not Applicable",null,null,"Lead Status Unknown"]
[{"$f":"IF(AND(ISBLANK(INDEX($G:$G,)), ISBLANK(INDEX($C:$C,))), \"\", 'PWS Records (System Entry)'!$D$4)","v":"LA1079001"},{"$f":"IF(AND(ISBLANK(INDEX($G:$G,)), ISBLANK(INDEX($C:$C,))), \"\", 'PWS Records (System Entry)'!$D$3)","v":"City of Alexandria Water System"},"1024 3RD ST STE B","ALEXANDRIA","LA",71303,10715352,31.310974699999999,-92.444308300000003,null,"Unknown","Not Applicable","Don't Know",null,null,null,"Unknown","Not Applicable",null,null,"Lead Status Unknown"]
[{"$f":"IF(AND(ISBLANK(INDEX($G:$G,)), ISBLANK(INDEX($C:$C,))), \"\", 'PWS Records (System Entry)'!$D$4)","v":"LA1079001"},{"$f":"IF(AND(ISBLANK(INDEX($G:$G,)), ISBLANK(INDEX($C:$C,))), \"\", 'PWS Records (System Entry)'!$D$3)","v":"City of Alexandria Water System"},"2721 WISE ST","ALEXANDRIA","LA",71303,10715354,31.288027799999998,-92.447976100000005,null,"Non-Lead - Other","Installation Date after Lead Ban","Don't Know",null,null,null,"Non-Lead - Other","Installation Date after Lead Ban",null,null,"Non-Lead"]
[{"$f":"IF(AND(ISBLANK(INDEX($G:$G,)), ISBLANK(INDEX($C:$C,))), \"\", 'PWS Records (System Entry)'!$D$4)","v":"LA1079001"},{"$f":"IF(AND(ISBLANK(INDEX($G:$G,)), ISBLANK(INDEX($C:$C,))), \"\", 'PWS Records (System Entry)'!$D$3)","v":"City of Alexandria Water System"},"1024 8TH ST","ALEXANDRIA","LA",71303,10715356,31.308558699999999,-92.447540399999994,null,"Unknown","Not Applicable","Don't Know",null,null,null,"Unknown","Not Applicable",null,null,"Lead Status Unknown"]
[{"$f":"IF(AND(ISBLANK(INDEX($G:$G,)), ISBLANK(INDEX($C:$C,))), \"\", 'PWS Records (System Entry)'!$D$4)","v":"LA1079001"},{"$f":"IF(AND(ISBLANK(INDEX($G:$G,)), ISBLANK(INDEX($C:$C,))), \"\", 'PWS Records (System Entry)'!$D$3)","v":"City of Alexandria Water System"},"13 TENNESSEE AVE","ALEXANDRIA","LA",71303,10715355,31.305867599999999,-92.476051999999996,null,"Unknown","Not Applicable","Don't Know",null,null,null,"Unknown","Not Applicable",null,null,"Lead Status Unknown"]
[{"$f":"IF(AND(ISBLANK(INDEX($G:$G,)), ISBLANK(INDEX($C:$C,))), \"\", 'PWS Records (System Entry)'!$D$4)","v":"LA1079001"},{"$f":"IF(AND(ISBLANK(INDEX($G:$G,)), ISBLANK(INDEX($C:$C,))), \"\", 'PWS Records (System Entry)'!$D$3)","v":"City of Alexandria Water System"},"2722 LASALLE DR","ALEXANDRIA","LA",71303,10715357,31.3192266,-92.482069699999997,null,"Unknown","Not Applicable","Don't Know",null,null,null,"Unknown","Not Applicable",null,null,"Lead Status Unknown"]
[{"$f":"IF(AND(ISBLANK(INDEX($G:$G,)), ISBLANK(INDEX($C:$C,))), \"\", 'PWS Records (System Entry)'!$D$4)","v":"LA1079001"},{"$f":"IF(AND(ISBLANK(INDEX($G:$G,)), ISBLANK(INDEX($C:$C,))), \"\", 'PWS Records (System Entry)'!$D$3)","v":"City of Alexandria Water System"},"130 LONGFELLOW DR","ALEXANDRIA","LA",71303,10715358,31.290867899999999,-92.411744999999996,null,"Unknown","Not Applicable","Don't Know",null,null,null,"Unknown","Not Applicable",null,null,"Lead Status Unknown"]
[{"$f":"IF(AND(ISBLANK(INDEX($G:$G,)), ISBLANK(INDEX($C:$C,))), \"\", 'PWS Records (System Entry)'!$D$4)","v":"LA1079001"},{"$f":"IF(AND(ISBLANK(INDEX($G:$G,)), ISBLANK(INDEX($C:$C,))), \"\", 'PWS Records (System Entry)'!$D$3)","v":"City of Alexandria Water System"},"1024 MACARTHUR DR STE B","ALEXANDRIA","LA",71303,10715359,31.291376199999998,-92.477313899999999,null,"Unknown","Not Applicable","Don't Know",null,null,null,"Unknown","Not Applicable",null,null,"Lead Status Unknown"]
[{"$f":"IF(AND(ISBLANK(INDEX($G:$G,)), ISBLANK(INDEX($C:$C,))), \"\", 'PWS Records (System Entry)'!$D$4)","v":"LA1079001"},{"$f":"IF(AND(ISBLANK(INDEX($G:$G,)), ISBLANK(INDEX($C:$C,))), \"\", 'PWS Records (System Entry)'!$D$3)","v":"City of Alexandria Water System"},"2723 9TH ST","ALEXANDRIA","LA",71303,10715360,31.296059100000001,-92.433635300000006,null,"Non-Lead - Plastic","Installation Date after Lead Ban","Don't Know",null,null,null,"Non-Lead - Plastic","Installation Date after Lead Ban",null,null,"Non-Lead"]
[{"$f":"IF(AND(ISBLANK(INDEX($G:$G,)), ISBLANK(INDEX($C:$C,))), \"\", 'PWS Records (System Entry)'!$D$4)","v":"LA1079001"},{"$f":"IF(AND(ISBLANK(INDEX($G:$G,)), ISBLANK(INDEX($C:$C,))), \"\", 'PWS Records (System Entry)'!$D$3)","v":"City of Alexandria Water System"},"130 WHEELOCK ST","ALEXANDRIA","LA",71303,10715361,31.311860200000002,-92.455093399999996,null,"Unknown","Not Applicable","Don't Know",null,null,null,"Unknown","Not Applicable",null,null,"Lead Status Unknown"]
[{"$f":"IF(AND(ISBLANK(INDEX($G:$G,)), ISBLANK(INDEX($C:$C,))), \"\", 'PWS Records (System Entry)'!$D$4)","v":"LA1079001"},{"$f":"IF(AND(ISBLANK(INDEX($G:$G,)), ISBLANK(INDEX($C:$C,))), \"\", 'PWS Records (System Entry)'!$D$3)","v":"City of Alexandria Water System"},"1024 MACARTHUR DR","ALEXANDRIA","LA",71303,10715362,31.291376199999998,-92.477313899999999,null,"Unknown","Not Applicable","Don't Know",null,null,null,"Unknown","Not Applicable",null,null,{"$f":"IF(AND(INDEX($K:$K,)=\"\", INDEX($L:$L,)=\"\", INDEX($M:$M,)=\"\", INDEX($Q:$Q,)=\"\", INDEX($R:$R,)=\"\"), \"\", IF(OR(INDEX($K:$K,)=\"Lead\",INDEX($Q:$Q,)=\"Lead\"),\"Lead\",IF(OR(AND(OR(INDEX($M:$M,)=\"Yes\", INDEX($M:$M,)=\"Don't Know\", INDEX($M:$M,)=\"\"), INDEX($Q:$Q,)=\"Galvanized Iron/Steel\"), AND(INDEX($K:$K,)=\"Unknown\", INDEX($M:$M,)=\"No\", INDEX($Q:$Q,)=\"Galvanized Iron/Steel\")), \"Galvanized Requiring Replacement\", IF(OR(AND(OR(INDEX($K:$K,)=\"Galvanized Iron/Steel\", INDEX($K:$K,)=\"Non-Lead - Copper\", INDEX($K:$K,)=\"Non-Lead - Plastic\", INDEX($K:$K,)=\"Non-Lead - Other\", INDEX($K:$K,)=\"Non-Lead - Material Unknown\", INDEX($K:$K,)=\"No System Owned Portion\"), OR(INDEX($Q:$Q,)=\"Galvanized Iron/Steel\", INDEX($Q:$Q,)=\"Non-Lead - Copper\", INDEX($Q:$Q,)=\"Non-Lead - Plastic\", INDEX($Q:$Q,)=\"Non-Lead - Other\", INDEX($Q:$Q,)=\"Non-Lead - Predictive Model\", INDEX($Q:$Q,)=\"No Customer Owned Portion\")), AND(OR( INDEX($K:$K,)=\"Galvanized Iron/Steel\", INDEX($K:$K,)=\"Non-Lead - Copper\", INDEX($K:$K,)=\"Non-Lead - Plastic\", INDEX($K:$K,)=\"Non-Lead - Other\", INDEX($K:$K,)=\"Non-Lead - Material Unknown\", INDEX($K:$K,)=\"No System Owned Portion\"), INDEX($M:$M,)=\"No\", INDEX($Q:$Q,)=\"Non-Lead - Material Unknown\")), \"Non-Lead\", \"Lead Status Unknown\"))))","v":"Lead Status Unknown"}]
[{"$f":"IF(AND(ISBLANK(INDEX($G:$G,)), ISBLANK(INDEX($C:$C,))), \"\", 'PWS Records (System Entry)'!$D$4)","v":"LA1079001"},{"$f":"IF(AND(ISBLANK(INDEX($G:$G,)), ISBLANK(INDEX($C:$C,))), \"\", 'PWS Records (System Entry)'!$D$3)","v":"City of Alexandria Water System"},"2723 BAYOU VIEW DR UNIT 4","ALEXANDRIA","LA",71303,10715363,31.309123100000001,-92.475237199999995,null,"Unknown","Not Applicable","Don't Know",null,null,null,"Unknown","Not Applicable",null,null,"Lead Status Unknown"]
[{"$f":"IF(AND(ISBLANK(INDEX($G:$G,)), ISBLANK(INDEX($C:$C,))), \"\", 'PWS Records (System Entry)'!$D$4)","v":"LA1079001"},{"$f":"IF(AND(ISBLANK(INDEX($G:$G,)), ISBLANK(INDEX($C:$C,))), \"\", 'PWS Records (System Entry)'!$D$3)","v":"City of Alexandria Water System"},"1300 ASHLEY AVE","ALEXANDRIA","LA",71303,10715364,31.3137474,-92.458379399999998,null,"Unknown","Not Applicable","Don't Know",null,null,null,"Unknown","Not Applicable",null,null,"Lead Status Unknown"]
[{"$f":"IF(AND(ISBLANK(INDEX($G:$G,)), ISBLANK(INDEX($C:$C,))), \"\", 'PWS Records (System Entry)'!$D$4)","v":"LA1079001"},{"$f":"IF(AND(ISBLANK(INDEX($G:$G,)), ISBLANK(INDEX($C:$C,))), \"\", 'PWS Records (System Entry)'!$D$3)","v":"City of Alexandria Water System"},"1024 MAPLE ST","ALEXANDRIA","LA",71303,10715365,31.300802999999998,-92.441681799999998,null,"Unknown","Not Applicable","Don't Know",null,null,null,"Unknown","Not Applicable",null,null,"Lead Status Unknown"]
[{"$f":"IF(AND(ISBLANK(INDEX($G:$G,)), ISBLANK(INDEX($C:$C,))), \"\", 'PWS Records (System Entry)'!$D$4)","v":"LA1079001"},{"$f":"IF(AND(ISBLANK(INDEX($G:$G,)), ISBLANK(INDEX($C:$C,))), \"\", 'PWS Records (System Entry)'!$D$3)","v":"City of Alexandria Water System"},"2724 7TH ST","ALEXANDRIA","LA",71303,10715367,31.297680799999998,-92.4324814,null,"Unknown","Not Applicable","Don't Know",null,null,null,"Unknown","Not Applicable",null,null,"Lead Status Unknown"]
[{"$f":"IF(AND(ISBLANK(INDEX($G:$G,)), ISBLANK(INDEX($C:$C,))), \"\", 'PWS Records (System Entry)'!$D$4)","v":"LA1079001"},{"$f":"IF(AND(ISBLANK(INDEX($G:$G,)), ISBLANK(INDEX($C:$C,))), \"\", 'PWS Records (System Entry)'!$D$3)","v":"City of Alexandria Water System"},"1300 ASHLEY AVE","ALEXANDRIA","LA",71303,10715366,31.3137474,-92.458379399999998,null,"Unknown","Not Applicable","Don't Know",null,null,null,"Unknown","Not Applicable",null,null,"Lead Status Unknown"]
[{"$f":"IF(AND(ISBLANK(INDEX($G:$G,)), ISBLANK(INDEX($C:$C,))), \"\", 'PWS Records (System Entry)'!$D$4)","v":"LA1079001"},{"$f":"IF(AND(ISBLANK(INDEX($G:$G,)), ISBLANK(INDEX($C:$C,))), \"\", 'PWS Records (System Entry)'!$D$3)","v":"City of Alexandria Water System"},"1024 NORMAN DR APT B","ALEXANDRIA","LA",71303,10715368,31.3260693,-92.525823000000003,null,"Unknown","Not Applicable","Don't Know",null,null,null,"Unknown","Not Applicable",null,null,"Lead Status Unknown"]
[{"$f":"IF(AND(ISBLANK(INDEX($G:$G,)), ISBLANK(INDEX($C:$C,))), \"\", 'PWS Records (System Entry)'!$D$4)","v":"LA1079001"},{"$f":"IF(AND(ISBLANK(INDEX($G:$G,)), ISBLANK(INDEX($C:$C,))), \"\", 'PWS Records (System Entry)'!$D$3)","v":"City of Alexandria Water System"},"1300 ASHLEY AVE","ALEXANDRIA","LA",71303,10715369,31.3137474,-92.458379399999998,null,"Unknown","Not Applicable","Don't Know",null,null,null,"Unknown","Not Applicable",null,null,"Lead Status Unknown"]
[{"$f":"IF(AND(ISBLANK(INDEX($G:$G,)), ISBLANK(INDEX($C:$C,))), \"\", 'PWS Records (System Entry)'!$D$4)","v":"LA1079001"},{"$f":"IF(AND(ISBLANK(INDEX($G:$G,)), ISBLANK(INDEX($C:$C,))), \"\", 'PWS Records (System Entry)'!$D$3)","v":"City of Alexandria Water System"},"2724 SUMMERWOOD LN","ALEXANDRIA","LA",71303,10715370,31.315282199999999,-92.478747299999995,null,"Non-Lead - Plastic","Installation Date after Lead Ban","Don't Know",null,null,null,"Non-Lead - Plastic","Installation Date after Lead Ban",null,null,"Non-Lead"]
[{"$f":"IF(AND(ISBLANK(INDEX($G:$G,)), ISBLANK(INDEX($C:$C,))), \"\", 'PWS Records (System Entry)'!$D$4)","v":"LA1079001"},{"$f":"IF(AND(ISBLANK(INDEX($G:$G,)), ISBLANK(INDEX($C:$C,))), \"\", 'PWS Records (System Entry)'!$D$3)","v":"City of Alexandria Water System"},"1024 NORMAN DR APT A","ALEXANDRIA","LA",71303,10715371,31.3260693,-92.525823000000003,null,"Unknown","Not Applicable","Don't Know",null,null,null,"Unknown","Not Applicable",null,null,"Lead Status Unknown"]
[{"$f":"IF(AND(ISBLANK(INDEX($G:$G,)), ISBLANK(INDEX($C:$C,))), \"\", 'PWS Records (System Entry)'!$D$4)","v":"LA1079001"},{"$f":"IF(AND(ISBLANK(INDEX($G:$G,)), ISBLANK(INDEX($C:$C,))), \"\", 'PWS Records (System Entry)'!$D$3)","v":"City of Alexandria Water System"},"1300 BONAIRE TRCE","ALEXANDRIA","LA",71303,10715372,31.308298000000001,-92.486761000000001,null,"Non-Lead - Other","Installation Record (for example, tap card)","Don't Know",null,null,null,"Non-Lead - Other","Installation Record (for example, tap card)",null,null,"Non-Lead"]
[{"$f":"IF(AND(ISBLANK(INDEX($G:$G,)), ISBLANK(INDEX($C:$C,))), \"\", 'PWS Records (System Entry)'!$D$4)","v":"LA1079001"},{"$f":"IF(AND(ISBLANK(INDEX($G:$G,)), ISBLANK(INDEX($C:$C,))), \"\", 'PWS Records (System Entry)'!$D$3)","v":"City of Alexandria Water System"},"1024 PACKARD DR BLDG 3815","ALEXANDRIA","LA",71303,10715373,31.317972999999999,-92.523734899999994,null,"Unknown","Not Applicable","Don't Know",null,null,null,"Unknown","Not Applicable",null,null,"Lead Status Unknown"]
[{"$f":"IF(AND(ISBLANK(INDEX($G:$G,)), ISBLANK(INDEX($C:$C,))), \"\", 'PWS Records (System Entry)'!$D$4)","v":"LA1079001"},{"$f":"IF(AND(ISBLANK(INDEX($G:$G,)), ISBLANK(INDEX($C:$C,))), \"\", 'PWS Records (System Entry)'!$D$3)","v":"City of Alexandria Water System"},"2725 ENTERPRISE RD","ALEXANDRIA","LA",71303,10715374,31.321684000000001,-92.483799399999995,null,"Unknown","Not Applicable","Don't Know",null,null,null,"Unknown","Not Applicable",null,null,"Lead Status Unknown"]
[{"$f":"IF(AND(ISBLANK(INDEX($G:$G,)), ISBLANK(INDEX($C:$C,))), \"\", 'PWS Records (System Entry)'!$D$4)","v":"LA1079001"},{"$f":"IF(AND(ISBLANK(INDEX($G:$G,)), ISBLANK(INDEX($C:$C,))), \"\", 'PWS Records (System Entry)'!$D$3)","v":"City of Alexandria Water System"},"1300 BROADWAY AVE","ALEXANDRIA","LA",71303,10715375,31.294249400000002,-92.437120899999996,null,"Unknown","Not Applicable","Don't Know",null,null,null,"Unknown","Not Applicable",null,null,"Lead Status Unknown"]
[{"$f":"IF(AND(ISBLANK(INDEX($G:$G,)), ISBLANK(INDEX($C:$C,))), \"\", 'PWS Records (System Entry)'!$D$4)","v":"LA1079001"},{"$f":"IF(AND(ISBLANK(INDEX($G:$G,)), ISBLANK(INDEX($C:$C,))), \"\", 'PWS Records (System Entry)'!$D$3)","v":"City of Alexandria Water System"},"1024 ROYCE DR BLDG 3609","ALEXANDRIA","LA",71303,10715376,31.3156757,-92.524035799999993,null,"Unknown","Not Applicable","Don't Know",null,null,null,"Unknown","Not Applicable",null,null,"Lead Status Unknown"]
[{"$f":"IF(AND(ISBLANK(INDEX($G:$G,)), ISBLANK(INDEX($C:$C,))), \"\", 'PWS Records (System Entry)'!$D$4)","v":"LA1079001"},{"$f":"IF(AND(ISBLANK(INDEX($G:$G,)), ISBLANK(INDEX($C:$C,))), \"\", 'PWS Records (System Entry)'!$D$3)","v":"City of Alexandria Water System"},"1300 FOISY ST","ALEXANDRIA","LA",71301,10715379,31.307424099999999,-92.444952099999995,null,"Unknown","Not Applicable","Don't Know",null,null,null,"Unknown","Not Applicable",null,null,"Lead Status Unknown"]
[{"$f":"IF(AND(ISBLANK(INDEX($G:$G,)), ISBLANK(INDEX($C:$C,))), \"\", 'PWS Records (System Entry)'!$D$4)","v":"LA1079001"},{"$f":"IF(AND(ISBLANK(INDEX($G:$G,)), ISBLANK(INDEX($C:$C,))), \"\", 'PWS Records (System Entry)'!$D$3)","v":"City of Alexandria Water System"},"2725 HARRIS ST","ALEXANDRIA","LA",71303,10715377,31.288119600000002,-92.449100000000001,null,"Unknown","Not Applicable","Don't Know",null,null,null,"Unknown","Not Applicable",null,null,"Lead Status Unknown"]
[{"$f":"IF(AND(ISBLANK(INDEX($G:$G,)), ISBLANK(INDEX($C:$C,))), \"\", 'PWS Records (System Entry)'!$D$4)","v":"LA1079001"},{"$f":"IF(AND(ISBLANK(INDEX($G:$G,)), ISBLANK(INDEX($C:$C,))), \"\", 'PWS Records (System Entry)'!$D$3)","v":"City of Alexandria Water System"},"1024 SCHILLING DR","ALEXANDRIA","LA",71303,10715378,31.319024299999999,-92.523474800000002,null,"Unknown","Not Applicable","Don't Know",null,null,null,"Unknown","Not Applicable",null,null,"Lead Status Unknown"]
[{"$f":"IF(AND(ISBLANK(INDEX($G:$G,)), ISBLANK(INDEX($C:$C,))), \"\", 'PWS Records (System Entry)'!$D$4)","v":"LA1079001"},{"$f":"IF(AND(ISBLANK(INDEX($G:$G,)), ISBLANK(INDEX($C:$C,))), \"\", 'PWS Records (System Entry)'!$D$3)","v":"City of Alexandria Water System"},"1024 WARREN AVE UNIT A","ALEXANDRIA","LA",71303,10715380,31.264918099999999,-92.489723299999994,null,"Unknown","Not Applicable","Don't Know",null,null,null,"Unknown","Not Applicable",null,null,"Lead Status Unknown"]
[{"$f":"IF(AND(ISBLANK(INDEX($G:$G,)), ISBLANK(INDEX($C:$C,))), \"\", 'PWS Records (System Entry)'!$D$4)","v":"LA1079001"},{"$f":"IF(AND(ISBLANK(INDEX($G:$G,)), ISBLANK(INDEX($C:$C,))), \"\", 'PWS Records (System Entry)'!$D$3)","v":"City of Alexandria Water System"},"2725 SUMMERWOOD LN","ALEXANDRIA","LA",71303,10715381,31.3153784,-92.478820099999993,null,"Non-Lead - Plastic","Installation Date after Lead Ban","Don't Know",null,null,null,"Non-Lead - Plastic","Installation Date after Lead Ban",null,null,"Non-Lead"]
[{"$f":"IF(AND(ISBLANK(INDEX($G:$G,)), ISBLANK(INDEX($C:$C,))), \"\", 'PWS Records (System Entry)'!$D$4)","v":"LA1079001"},{"$f":"IF(AND(ISBLANK(INDEX($G:$G,)), ISBLANK(INDEX($C:$C,))), \"\", 'PWS Records (System Entry)'!$D$3)","v":"City of Alexandria Water System"},"1300 JACKSON ST","ALEXANDRIA","LA",71303,10715382,31.3066511,-92.452433400000004,null,"Unknown","Not Applicable","Don't Know",null,null,null,"Unknown","Not Applicable",null,null,"Lead Status Unknown"]
[{"$f":"IF(AND(ISBLANK(INDEX($G:$G,)), ISBLANK(INDEX($C:$C,))), \"\", 'PWS Records (System Entry)'!$D$4)","v":"LA1079001"},{"$f":"IF(AND(ISBLANK(INDEX($G:$G,)), ISBLANK(INDEX($C:$C,))), \"\", 'PWS Records (System Entry)'!$D$3)","v":"City of Alexandria Water System"},"1024 WARREN AVE UNIT B","ALEXANDRIA","LA",71301,10715383,31.264918099999999,-92.489723299999994,null,"Unknown","Not Applicable","Don't Know",null,null,null,"Unknown","Not Applicable",null,null,"Lead Status Unknown"]
[{"$f":"IF(AND(ISBLANK(INDEX($G:$G,)), ISBLANK(INDEX($C:$C,))), \"\", 'PWS Records (System Entry)'!$D$4)","v":"LA1079001"},{"$f":"IF(AND(ISBLANK(INDEX($G:$G,)), ISBLANK(INDEX($C:$C,))), \"\", 'PWS Records (System Entry)'!$D$3)","v":"City of Alexandria Water System"},"2726 7TH ST","ALEXANDRIA","LA",71303,10715384,31.297626900000001,-92.432400900000005,null,"Unknown","Not Applicable","Don't Know",null,null,null,"Unknown","Not Applicable",null,null,"Lead Status Unknown"]
[{"$f":"IF(AND(ISBLANK(INDEX($G:$G,)), ISBLANK(INDEX($C:$C,))), \"\", 'PWS Records (System Entry)'!$D$4)","v":"LA1079001"},{"$f":"IF(AND(ISBLANK(INDEX($G:$G,)), ISBLANK(INDEX($C:$C,))), \"\", 'PWS Records (System Entry)'!$D$3)","v":"City of Alexandria Water System"},"1300 MACARTHUR DR","ALEXANDRIA","LA",71303,10715385,31.285302300000001,-92.474881999999994,null,"Unknown","Not Applicable","Don't Know",null,null,null,"Unknown","Not Applicable",null,null,"Lead Status Unknown"]
[{"$f":"IF(AND(ISBLANK(INDEX($G:$G,)), ISBLANK(INDEX($C:$C,))), \"\", 'PWS Records (System Entry)'!$D$4)","v":"LA1079001"},{"$f":"IF(AND(ISBLANK(INDEX($G:$G,)), ISBLANK(INDEX($C:$C,))), \"\", 'PWS Records (System Entry)'!$D$3)","v":"City of Alexandria Water System"},"1300 MACARTHUR DR","ALEXANDRIA","LA",71303,10715388,31.285302300000001,-92.474881999999994,null,"Unknown","Not Applicable","Don't Know",null,null,null,"Unknown","Not Applicable",null,null,"Lead Status Unknown"]
[{"$f":"IF(AND(ISBLANK(INDEX($G:$G,)), ISBLANK(INDEX($C:$C,))), \"\", 'PWS Records (System Entry)'!$D$4)","v":"LA1079001"},{"$f":"IF(AND(ISBLANK(INDEX($G:$G,)), ISBLANK(INDEX($C:$C,))), \"\", 'PWS Records (System Entry)'!$D$3)","v":"City of Alexandria Water System"},"1025 13TH ST","ALEXANDRIA","LA",71303,10715386,31.305170499999999,-92.450252199999994,null,"Unknown","Not Applicable","Don't Know",null,null,null,"Unknown","Not Applicable",null,null,"Lead Status Unknown"]
[{"$f":"IF(AND(ISBLANK(INDEX($G:$G,)), ISBLANK(INDEX($C:$C,))), \"\", 'PWS Records (System Entry)'!$D$4)","v":"LA1079001"},{"$f":"IF(AND(ISBLANK(INDEX($G:$G,)), ISBLANK(INDEX($C:$C,))), \"\", 'PWS Records (System Entry)'!$D$3)","v":"City of Alexandria Water System"},"2726 HILL ST","ALEXANDRIA","LA",71303,10715387,31.292507000000001,-92.465176299999996,null,"Unknown","Not Applicable","Don't Know",null,null,null,"Unknown","Not Applicable",null,null,"Lead Status Unknown"]
[{"$f":"IF(AND(ISBLANK(INDEX($G:$G,)), ISBLANK(INDEX($C:$C,))), \"\", 'PWS Records (System Entry)'!$D$4)","v":"LA1079001"},{"$f":"IF(AND(ISBLANK(INDEX($G:$G,)), ISBLANK(INDEX($C:$C,))), \"\", 'PWS Records (System Entry)'!$D$3)","v":"City of Alexandria Water System"},"1025 COUNCIL DR BLDG 4213-A","ALEXANDRIA","LA",71303,10715389,31.327126,-92.521796600000002,null,"Unknown","Not Applicable","Don't Know",null,null,null,"Unknown","Not Applicable",null,null,"Lead Status Unknown"]
[{"$f":"IF(AND(ISBLANK(INDEX($G:$G,)), ISBLANK(INDEX($C:$C,))), \"\", 'PWS Records (System Entry)'!$D$4)","v":"LA1079001"},{"$f":"IF(AND(ISBLANK(INDEX($G:$G,)), ISBLANK(INDEX($C:$C,))), \"\", 'PWS Records (System Entry)'!$D$3)","v":"City of Alexandria Water System"},"2727 JACKSON ST","ALEXANDRIA","LA",71303,10715391,31.294052600000001,-92.4661835,null,"Unknown","Not Applicable","Don't Know",null,null,null,"Unknown","Not Applicable",null,null,"Lead Status Unknown"]
[{"$f":"IF(AND(ISBLANK(INDEX($G:$G,)), ISBLANK(INDEX($C:$C,))), \"\", 'PWS Records (System Entry)'!$D$4)","v":"LA1079001"},{"$f":"IF(AND(ISBLANK(INDEX($G:$G,)), ISBLANK(INDEX($C:$C,))), \"\", 'PWS Records (System Entry)'!$D$3)","v":"City of Alexandria Water System"},"2727 JACKSON ST","ALEXANDRIA","LA",71303,10715393,31.294052600000001,-92.4661835,null,"Unknown","Not Applicable","Don't Know",null,null,null,"Unknown","Not Applicable",null,null,"Lead Status Unknown"]
[{"$f":"IF(AND(ISBLANK(INDEX($G:$G,)), ISBLANK(INDEX($C:$C,))), \"\", 'PWS Records (System Entry)'!$D$4)","v":"LA1079001"},{"$f":"IF(AND(ISBLANK(INDEX($G:$G,)), ISBLANK(INDEX($C:$C,))), \"\", 'PWS Records (System Entry)'!$D$3)","v":"City of Alexandria Water System"},"2727 JACKSON ST","ALEXANDRIA","LA",71303,10715397,31.294052600000001,-92.4661835,null,"Unknown","Not Applicable","Don't Know",null,null,null,"Unknown","Not Applicable",null,null,"Lead Status Unknown"]
[{"$f":"IF(AND(ISBLANK(INDEX($G:$G,)), ISBLANK(INDEX($C:$C,))), \"\", 'PWS Records (System Entry)'!$D$4)","v":"LA1079001"},{"$f":"IF(AND(ISBLANK(INDEX($G:$G,)), ISBLANK(INDEX($C:$C,))), \"\", 'PWS Records (System Entry)'!$D$3)","v":"City of Alexandria Water System"},"2727 JACKSON ST","ALEXANDRIA","LA",71303,10715400,31.294052600000001,-92.4661835,null,"Unknown","Not Applicable","Don't Know",null,null,null,"Unknown","Not Applicable",null,null,"Lead Status Unknown"]
[{"$f":"IF(AND(ISBLANK(INDEX($G:$G,)), ISBLANK(INDEX($C:$C,))), \"\", 'PWS Records (System Entry)'!$D$4)","v":"LA1079001"},{"$f":"IF(AND(ISBLANK(INDEX($G:$G,)), ISBLANK(INDEX($C:$C,))), \"\", 'PWS Records (System Entry)'!$D$3)","v":"City of Alexandria Water System"},"1301 BONAIRE TRCE","ALEXANDRIA","LA",71303,10715390,31.307542000000002,-92.486069000000001,null,"Non-Lead - Other","Installation Record (for example, tap card)","Don't Know",null,null,null,"Non-Lead - Other","Installation Record (for example, tap card)",null,null,"Non-Lead"]
[{"$f":"IF(AND(ISBLANK(INDEX($G:$G,)), ISBLANK(INDEX($C:$C,))), \"\", 'PWS Records (System Entry)'!$D$4)","v":"LA1079001"},{"$f":"IF(AND(ISBLANK(INDEX($G:$G,)), ISBLANK(INDEX($C:$C,))), \"\", 'PWS Records (System Entry)'!$D$3)","v":"City of Alexandria Water System"},"1025 COUNCIL DR BLDG 4213-B","ALEXANDRIA","LA",71303,10715392,31.327126,-92.521796600000002,null,"Unknown","Not Applicable","Don't Know",null,null,null,"Unknown","Not Applicable",null,null,"Lead Status Unknown"]
[{"$f":"IF(AND(ISBLANK(INDEX($G:$G,)), ISBLANK(INDEX($C:$C,))), \"\", 'PWS Records (System Entry)'!$D$4)","v":"LA1079001"},{"$f":"IF(AND(ISBLANK(INDEX($G:$G,)), ISBLANK(INDEX($C:$C,))), \"\", 'PWS Records (System Entry)'!$D$3)","v":"City of Alexandria Water System"},"1301 BUSH AVE","ALEXANDRIA","LA",71303,10715394,31.294683899999999,-92.462732500000001,null,"Unknown","Not Applicable","Don't Know",null,null,null,"Unknown","Not Applicable",null,null,"Lead Status Unknown"]
[{"$f":"IF(AND(ISBLANK(INDEX($G:$G,)), ISBLANK(INDEX($C:$C,))), \"\", 'PWS Records (System Entry)'!$D$4)","v":"LA1079001"},{"$f":"IF(AND(ISBLANK(INDEX($G:$G,)), ISBLANK(INDEX($C:$C,))), \"\", 'PWS Records (System Entry)'!$D$3)","v":"City of Alexandria Water System"},"1301 BUSH AVE","ALEXANDRIA","LA",71303,10715396,31.294683899999999,-92.462732500000001,null,"Unknown","Not Applicable","Don't Know",null,null,null,"Unknown","Not Applicable",null,null,"Lead Status Unknown"]
[{"$f":"IF(AND(ISBLANK(INDEX($G:$G,)), ISBLANK(INDEX($C:$C,))), \"\", 'PWS Records (System Entry)'!$D$4)","v":"LA1079001"},{"$f":"IF(AND(ISBLANK(INDEX($G:$G,)), ISBLANK(INDEX($C:$C,))), \"\", 'PWS Records (System Entry)'!$D$3)","v":"City of Alexandria Water System"},"1301 BUSH AVE","ALEXANDRIA","LA",71303,10715399,31.294683899999999,-92.462732500000001,null,"Unknown","Not Applicable","Don't Know",null,null,null,"Unknown","Not Applicable",null,null,"Lead Status Unknown"]
[{"$f":"IF(AND(ISBLANK(INDEX($G:$G,)), ISBLANK(INDEX($C:$C,))), \"\", 'PWS Records (System Entry)'!$D$4)","v":"LA1079001"},{"$f":"IF(AND(ISBLANK(INDEX($G:$G,)), ISBLANK(INDEX($C:$C,))), \"\", 'PWS Records (System Entry)'!$D$3)","v":"City of Alexandria Water System"},"1025 ROYCE DR BLDG 3711","ALEXANDRIA","LA",71303,10715395,31.316000899999999,-92.523804200000001,null,"Unknown","Not Applicable","Don't Know",null,null,null,"Unknown","Not Applicable",null,null,"Lead Status Unknown"]
[{"$f":"IF(AND(ISBLANK(INDEX($G:$G,)), ISBLANK(INDEX($C:$C,))), \"\", 'PWS Records (System Entry)'!$D$4)","v":"LA1079001"},{"$f":"IF(AND(ISBLANK(INDEX($G:$G,)), ISBLANK(INDEX($C:$C,))), \"\", 'PWS Records (System Entry)'!$D$3)","v":"City of Alexandria Water System"},"1025 SCHILLING DR BLDG 4012","ALEXANDRIA","LA",71303,10715398,31.319096900000002,-92.523322300000004,null,"Unknown","Not Applicable","Don't Know",null,null,null,"Unknown","Not Applicable",null,null,"Lead Status Unknown"]
[{"$f":"IF(AND(ISBLANK(INDEX($G:$G,)), ISBLANK(INDEX($C:$C,))), \"\", 'PWS Records (System Entry)'!$D$4)","v":"LA1079001"},{"$f":"IF(AND(ISBLANK(INDEX($G:$G,)), ISBLANK(INDEX($C:$C,))), \"\", 'PWS Records (System Entry)'!$D$3)","v":"City of Alexandria Water System"},"1025 SEBILLE DR","ALEXANDRIA","LA",71303,10715401,31.321442000000001,-92.524548999999993,null,"Unknown","Not Applicable","Don't Know",null,null,null,"Unknown","Not Applicable",null,null,"Lead Status Unknown"]
[{"$f":"IF(AND(ISBLANK(INDEX($G:$G,)), ISBLANK(INDEX($C:$C,))), \"\", 'PWS Records (System Entry)'!$D$4)","v":"LA1079001"},{"$f":"IF(AND(ISBLANK(INDEX($G:$G,)), ISBLANK(INDEX($C:$C,))), \"\", 'PWS Records (System Entry)'!$D$3)","v":"City of Alexandria Water System"},"2727 JONES AVE","ALEXANDRIA","LA",71303,10715402,31.292648,-92.435575799999995,null,"Unknown","Not Applicable","Don't Know",null,null,null,"Unknown","Not Applicable",null,null,"Lead Status Unknown"]
[{"$f":"IF(AND(ISBLANK(INDEX($G:$G,)), ISBLANK(INDEX($C:$C,))), \"\", 'PWS Records (System Entry)'!$D$4)","v":"LA1079001"},{"$f":"IF(AND(ISBLANK(INDEX($G:$G,)), ISBLANK(INDEX($C:$C,))), \"\", 'PWS Records (System Entry)'!$D$3)","v":"City of Alexandria Water System"},"1026 CHENEY ST","ALEXANDRIA","LA",71303,10715403,31.2970158,-92.459400599999995,null,"Unknown","Not Applicable","Don't Know",null,null,null,"Unknown","Not Applicable",null,null,"Lead Status Unknown"]
[{"$f":"IF(AND(ISBLANK(INDEX($G:$G,)), ISBLANK(INDEX($C:$C,))), \"\", 'PWS Records (System Entry)'!$D$4)","v":"LA1079001"},{"$f":"IF(AND(ISBLANK(INDEX($G:$G,)), ISBLANK(INDEX($C:$C,))), \"\", 'PWS Records (System Entry)'!$D$3)","v":"City of Alexandria Water System"},"1301 CONSTANT ST","ALEXANDRIA","LA",71303,10715404,31.292768200000001,-92.466560700000002,null,"Unknown","Not Applicable","Don't Know",null,null,null,"Unknown","Not Applicable",null,null,"Lead Status Unknown"]
[{"$f":"IF(AND(ISBLANK(INDEX($G:$G,)), ISBLANK(INDEX($C:$C,))), \"\", 'PWS Records (System Entry)'!$D$4)","v":"LA1079001"},{"$f":"IF(AND(ISBLANK(INDEX($G:$G,)), ISBLANK(INDEX($C:$C,))), \"\", 'PWS Records (System Entry)'!$D$3)","v":"City of Alexandria Water System"},"2727 JONES AVE","ALEXANDRIA","LA",71303,10715405,31.292648,-92.435575799999995,null,"Unknown","Not Applicable","Don't Know",null,null,null,"Unknown","Not Applicable",null,null,"Lead Status Unknown"]
[{"$f":"IF(AND(ISBLANK(INDEX($G:$G,)), ISBLANK(INDEX($C:$C,))), \"\", 'PWS Records (System Entry)'!$D$4)","v":"LA1079001"},{"$f":"IF(AND(ISBLANK(INDEX($G:$G,)), ISBLANK(INDEX($C:$C,))), \"\", 'PWS Records (System Entry)'!$D$3)","v":"City of Alexandria Water System"},"1301 DALLAS AVE","ALEXANDRIA","LA",71301,10715407,31.2851617,-92.445959700000003,null,"Unknown","Not Applicable","Don't Know",null,null,null,"Unknown","Not Applicable",null,null,"Lead Status Unknown"]
[{"$f":"IF(AND(ISBLANK(INDEX($G:$G,)), ISBLANK(INDEX($C:$C,))), \"\", 'PWS Records (System Entry)'!$D$4)","v":"LA1079001"},{"$f":"IF(AND(ISBLANK(INDEX($G:$G,)), ISBLANK(INDEX($C:$C,))), \"\", 'PWS Records (System Entry)'!$D$3)","v":"City of Alexandria Water System"},"1026 COUNCIL DR BLDG 4306-B","ALEXANDRIA","LA",71303,10715406,31.327018500000001,-92.522053,null,"Unknown","Not Applicable","Don't Know",null,null,null,"Unknown","Not Applicable",null,null,"Lead Status Unknown"]
[{"$f":"IF(AND(ISBLANK(INDEX($G:$G,)), ISBLANK(INDEX($C:$C,))), \"\", 'PWS Records (System Entry)'!$D$4)","v":"LA1079001"},{"$f":"IF(AND(ISBLANK(INDEX($G:$G,)), ISBLANK(INDEX($C:$C,))), \"\", 'PWS Records (System Entry)'!$D$3)","v":"City of Alexandria Water System"},"2727 WISE ST","ALEXANDRIA","LA",71303,10715409,31.287513100000002,-92.448019400000007,null,"Non-Lead - Other","Installation Date after Lead Ban","Don't Know",null,null,null,"Non-Lead - Other","Installation Date after Lead Ban",null,null,"Non-Lead"]
[{"$f":"IF(AND(ISBLANK(INDEX($G:$G,)), ISBLANK(INDEX($C:$C,))), \"\", 'PWS Records (System Entry)'!$D$4)","v":"LA1079001"},{"$f":"IF(AND(ISBLANK(INDEX($G:$G,)), ISBLANK(INDEX($C:$C,))), \"\", 'PWS Records (System Entry)'!$D$3)","v":"City of Alexandria Water System"},"1026 COUNCIL DR BLDG 4306-A","ALEXANDRIA","LA",71303,10715408,31.327018500000001,-92.522053,null,"Unknown","Not Applicable","Don't Know",null,null,null,"Unknown","Not Applicable",null,null,"Lead Status Unknown"]
[{"$f":"IF(AND(ISBLANK(INDEX($G:$G,)), ISBLANK(INDEX($C:$C,))), \"\", 'PWS Records (System Entry)'!$D$4)","v":"LA1079001"},{"$f":"IF(AND(ISBLANK(INDEX($G:$G,)), ISBLANK(INDEX($C:$C,))), \"\", 'PWS Records (System Entry)'!$D$3)","v":"City of Alexandria Water System"},"1301 WIMBLEDON BLVD","ALEXANDRIA","LA",71301,10715410,31.277557000000002,-92.479345100000003,null,"Unknown","Not Applicable","Don't Know",null,null,null,"Unknown","Not Applicable",null,null,"Lead Status Unknown"]
[{"$f":"IF(AND(ISBLANK(INDEX($G:$G,)), ISBLANK(INDEX($C:$C,))), \"\", 'PWS Records (System Entry)'!$D$4)","v":"LA1079001"},{"$f":"IF(AND(ISBLANK(INDEX($G:$G,)), ISBLANK(INDEX($C:$C,))), \"\", 'PWS Records (System Entry)'!$D$3)","v":"City of Alexandria Water System"},"1301 WIMBLEDON BLVD","ALEXANDRIA","LA",71301,10715411,31.277557000000002,-92.479345100000003,null,"Unknown","Not Applicable","Don't Know",null,null,null,"Unknown","Not Applicable",null,null,"Lead Status Unknown"]
[{"$f":"IF(AND(ISBLANK(INDEX($G:$G,)), ISBLANK(INDEX($C:$C,))), \"\", 'PWS Records (System Entry)'!$D$4)","v":"LA1079001"},{"$f":"IF(AND(ISBLANK(INDEX($G:$G,)), ISBLANK(INDEX($C:$C,))), \"\", 'PWS Records (System Entry)'!$D$3)","v":"City of Alexandria Water System"},"1026 PACKARD DR","ALEXANDRIA","LA",71303,10715412,31.318069099999999,-92.5234722,null,"Unknown","Not Applicable","Don't Know",null,null,null,"Unknown","Not Applicable",null,null,"Lead Status Unknown"]
[{"$f":"IF(AND(ISBLANK(INDEX($G:$G,)), ISBLANK(INDEX($C:$C,))), \"\", 'PWS Records (System Entry)'!$D$4)","v":"LA1079001"},{"$f":"IF(AND(ISBLANK(INDEX($G:$G,)), ISBLANK(INDEX($C:$C,))), \"\", 'PWS Records (System Entry)'!$D$3)","v":"City of Alexandria Water System"},"2728 8TH ST","ALEXANDRIA","LA",71303,10715413,31.2968379,-92.433022100000002,null,"Unknown","Not Applicable","Don't Know",null,null,null,"Unknown","Not Applicable",null,null,"Lead Status Unknown"]
[{"$f":"IF(AND(ISBLANK(INDEX($G:$G,)), ISBLANK(INDEX($C:$C,))), \"\", 'PWS Records (System Entry)'!$D$4)","v":"LA1079001"},{"$f":"IF(AND(ISBLANK(INDEX($G:$G,)), ISBLANK(INDEX($C:$C,))), \"\", 'PWS Records (System Entry)'!$D$3)","v":"City of Alexandria Water System"},"1026 ROYCE DR BLDG 3610","ALEXANDRIA","LA",71303,10715414,31.315811799999999,-92.523907500000007,null,"Unknown","Not Applicable","Don't Know",null,null,null,"Unknown","Not Applicable",null,null,"Lead Status Unknown"]
[{"$f":"IF(AND(ISBLANK(INDEX($G:$G,)), ISBLANK(INDEX($C:$C,))), \"\", 'PWS Records (System Entry)'!$D$4)","v":"LA1079001"},{"$f":"IF(AND(ISBLANK(INDEX($G:$G,)), ISBLANK(INDEX($C:$C,))), \"\", 'PWS Records (System Entry)'!$D$3)","v":"City of Alexandria Water System"},"1301 WINDSOR PL","ALEXANDRIA","LA",71303,10715415,31.2809463,-92.479051799999993,null,"Unknown","Not Applicable","Don't Know",null,null,null,"Unknown","Not Applicable",null,null,"Lead Status Unknown"]
[{"$f":"IF(AND(ISBLANK(INDEX($G:$G,)), ISBLANK(INDEX($C:$C,))), \"\", 'PWS Records (System Entry)'!$D$4)","v":"LA1079001"},{"$f":"IF(AND(ISBLANK(INDEX($G:$G,)), ISBLANK(INDEX($C:$C,))), \"\", 'PWS Records (System Entry)'!$D$3)","v":"City of Alexandria Water System"},"2728 MILL ST","ALEXANDRIA","LA",71303,10715416,31.288659299999999,-92.445862399999996,null,"Unknown","Not Applicable","Don't Know",null,null,null,"Unknown","Not Applicable",null,null,"Lead Status Unknown"]
[{"$f":"IF(AND(ISBLANK(INDEX($G:$G,)), ISBLANK(INDEX($C:$C,))), \"\", 'PWS Records (System Entry)'!$D$4)","v":"LA1079001"},{"$f":"IF(AND(ISBLANK(INDEX($G:$G,)), ISBLANK(INDEX($C:$C,))), \"\", 'PWS Records (System Entry)'!$D$3)","v":"City of Alexandria Water System"},"1026 STADIUM DR","ALEXANDRIA","LA",71301,10715417,31.265332600000001,-92.489106100000001,null,"Unknown","Not Applicable","Don't Know",null,null,null,"Unknown","Not Applicable",null,null,"Lead Status Unknown"]
[{"$f":"IF(AND(ISBLANK(INDEX($G:$G,)), ISBLANK(INDEX($C:$C,))), \"\", 'PWS Records (System Entry)'!$D$4)","v":"LA1079001"},{"$f":"IF(AND(ISBLANK(INDEX($G:$G,)), ISBLANK(INDEX($C:$C,))), \"\", 'PWS Records (System Entry)'!$D$3)","v":"City of Alexandria Water System"},"1302 ANNA LN","ALEXANDRIA","LA",71303,10715418,31.276319000000001,-92.552660000000003,null,"Non-Lead - Other","Installation Record (for example, tap card)","Don't Know",null,null,null,"Non-Lead - Other","Installation Record (for example, tap card)",null,null,"Non-Lead"]
[{"$f":"IF(AND(ISBLANK(INDEX($G:$G,)), ISBLANK(INDEX($C:$C,))), \"\", 'PWS Records (System Entry)'!$D$4)","v":"LA1079001"},{"$f":"IF(AND(ISBLANK(INDEX($G:$G,)), ISBLANK(INDEX($C:$C,))), \"\", 'PWS Records (System Entry)'!$D$3)","v":"City of Alexandria Water System"},"2728 SUMMERWOOD LN","ALEXANDRIA","LA",71303,10715420,31.3153735,-92.478581700000007,null,"Non-Lead - Plastic","Installation Date after Lead Ban","Don't Know",null,null,null,"Non-Lead - Plastic","Installation Date after Lead Ban",null,null,"Non-Lead"]
[{"$f":"IF(AND(ISBLANK(INDEX($G:$G,)), ISBLANK(INDEX($C:$C,))), \"\", 'PWS Records (System Entry)'!$D$4)","v":"LA1079001"},{"$f":"IF(AND(ISBLANK(INDEX($G:$G,)), ISBLANK(INDEX($C:$C,))), \"\", 'PWS Records (System Entry)'!$D$3)","v":"City of Alexandria Water System"},"1027 13TH ST","ALEXANDRIA","LA",71301,10715419,31.305075599999999,-92.450138199999998,null,"Unknown","Not Applicable","Don't Know",null,null,null,"Unknown","Not Applicable",null,null,"Lead Status Unknown"]
[{"$f":"IF(AND(ISBLANK(INDEX($G:$G,)), ISBLANK(INDEX($C:$C,))), \"\", 'PWS Records (System Entry)'!$D$4)","v":"LA1079001"},{"$f":"IF(AND(ISBLANK(INDEX($G:$G,)), ISBLANK(INDEX($C:$C,))), \"\", 'PWS Records (System Entry)'!$D$3)","v":"City of Alexandria Water System"},"1302 BROADWAY AVE","ALEXANDRIA","LA",71303,10715421,31.293825099999999,-92.4372817,null,"Unknown","Not Applicable","Don't Know",null,null,null,"Unknown","Not Applicable",null,null,"Lead Status Unknown"]
[{"$f":"IF(AND(ISBLANK(INDEX($G:$G,)), ISBLANK(INDEX($C:$C,))), \"\", 'PWS Records (System Entry)'!$D$4)","v":"LA1079001"},{"$f":"IF(AND(ISBLANK(INDEX($G:$G,)), ISBLANK(INDEX($C:$C,))), \"\", 'PWS Records (System Entry)'!$D$3)","v":"City of Alexandria Water System"},"1027 PACKARD DR BLDG 3912","ALEXANDRIA","LA",71303,10715422,31.3181434,-92.5233743,null,"Unknown","Not Applicable","Don't Know",null,null,null,"Unknown","Not Applicable",null,null,"Lead Status Unknown"]
[{"$f":"IF(AND(ISBLANK(INDEX($G:$G,)), ISBLANK(INDEX($C:$C,))), \"\", 'PWS Records (System Entry)'!$D$4)","v":"LA1079001"},{"$f":"IF(AND(ISBLANK(INDEX($G:$G,)), ISBLANK(INDEX($C:$C,))), \"\", 'PWS Records (System Entry)'!$D$3)","v":"City of Alexandria Water System"},"1302 ELIZABETH ST","ALEXANDRIA","LA",71303,10715423,31.270920700000001,-92.484109099999998,null,"Unknown","Not Applicable","Don't Know",null,null,null,"Unknown","Not Applicable",null,null,"Lead Status Unknown"]
[{"$f":"IF(AND(ISBLANK(INDEX($G:$G,)), ISBLANK(INDEX($C:$C,))), \"\", 'PWS Records (System Entry)'!$D$4)","v":"LA1079001"},{"$f":"IF(AND(ISBLANK(INDEX($G:$G,)), ISBLANK(INDEX($C:$C,))), \"\", 'PWS Records (System Entry)'!$D$3)","v":"City of Alexandria Water System"},"2729 OVERTON ST","ALEXANDRIA","LA",71303,10715424,31.2878711,-92.450290300000006,null,"Unknown","Not Applicable","Don't Know",null,null,null,"Unknown","Not Applicable",null,null,"Lead Status Unknown"]
[{"$f":"IF(AND(ISBLANK(INDEX($G:$G,)), ISBLANK(INDEX($C:$C,))), \"\", 'PWS Records (System Entry)'!$D$4)","v":"LA1079001"},{"$f":"IF(AND(ISBLANK(INDEX($G:$G,)), ISBLANK(INDEX($C:$C,))), \"\", 'PWS Records (System Entry)'!$D$3)","v":"City of Alexandria Water System"},"1027 SEBILLE DR BLDG 3813","ALEXANDRIA","LA",71303,10715425,31.317165800000001,-92.523467400000001,null,"Unknown","Not Applicable","Don't Know",null,null,null,"Unknown","Not Applicable",null,null,"Lead Status Unknown"]
[{"$f":"IF(AND(ISBLANK(INDEX($G:$G,)), ISBLANK(INDEX($C:$C,))), \"\", 'PWS Records (System Entry)'!$D$4)","v":"LA1079001"},{"$f":"IF(AND(ISBLANK(INDEX($G:$G,)), ISBLANK(INDEX($C:$C,))), \"\", 'PWS Records (System Entry)'!$D$3)","v":"City of Alexandria Water System"},"1302 MURRAY ST","ALEXANDRIA","LA",71303,10715426,31.3056454,-92.451151300000006,null,"Unknown","Not Applicable","Don't Know",null,null,null,"Unknown","Not Applicable",null,null,{"$f":"IF(AND(INDEX($K:$K,)=\"\", INDEX($L:$L,)=\"\", INDEX($M:$M,)=\"\", INDEX($Q:$Q,)=\"\", INDEX($R:$R,)=\"\"), \"\", IF(OR(INDEX($K:$K,)=\"Lead\",INDEX($Q:$Q,)=\"Lead\"),\"Lead\",IF(OR(AND(OR(INDEX($M:$M,)=\"Yes\", INDEX($M:$M,)=\"Don't Know\", INDEX($M:$M,)=\"\"), INDEX($Q:$Q,)=\"Galvanized Iron/Steel\"), AND(INDEX($K:$K,)=\"Unknown\", INDEX($M:$M,)=\"No\", INDEX($Q:$Q,)=\"Galvanized Iron/Steel\")), \"Galvanized Requiring Replacement\", IF(OR(AND(OR(INDEX($K:$K,)=\"Galvanized Iron/Steel\", INDEX($K:$K,)=\"Non-Lead - Copper\", INDEX($K:$K,)=\"Non-Lead - Plastic\", INDEX($K:$K,)=\"Non-Lead - Other\", INDEX($K:$K,)=\"Non-Lead - Material Unknown\", INDEX($K:$K,)=\"No System Owned Portion\"), OR(INDEX($Q:$Q,)=\"Galvanized Iron/Steel\", INDEX($Q:$Q,)=\"Non-Lead - Copper\", INDEX($Q:$Q,)=\"Non-Lead - Plastic\", INDEX($Q:$Q,)=\"Non-Lead - Other\", INDEX($Q:$Q,)=\"Non-Lead - Predictive Model\", INDEX($Q:$Q,)=\"No Customer Owned Portion\")), AND(OR( INDEX($K:$K,)=\"Galvanized Iron/Steel\", INDEX($K:$K,)=\"Non-Lead - Copper\", INDEX($K:$K,)=\"Non-Lead - Plastic\", INDEX($K:$K,)=\"Non-Lead - Other\", INDEX($K:$K,)=\"Non-Lead - Material Unknown\", INDEX($K:$K,)=\"No System Owned Portion\"), INDEX($M:$M,)=\"No\", INDEX($Q:$Q,)=\"Non-Lead - Material Unknown\")), \"Non-Lead\", \"Lead Status Unknown\"))))","v":"Lead Status Unknown"}]
[{"$f":"IF(AND(ISBLANK(INDEX($G:$G,)), ISBLANK(INDEX($C:$C,))), \"\", 'PWS Records (System Entry)'!$D$4)","v":"LA1079001"},{"$f":"IF(AND(ISBLANK(INDEX($G:$G,)), ISBLANK(INDEX($C:$C,))), \"\", 'PWS Records (System Entry)'!$D$3)","v":"City of Alexandria Water System"},"2729 SUMMERWOOD LN","ALEXANDRIA","LA",71303,10715427,31.315469799999999,-92.478654399999996,null,"Non-Lead - Plastic","Installation Date after Lead Ban","Don't Know",null,null,null,"Non-Lead - Plastic","Installation Date after Lead Ban",null,null,"Non-Lead"]
[{"$f":"IF(AND(ISBLANK(INDEX($G:$G,)), ISBLANK(INDEX($C:$C,))), \"\", 'PWS Records (System Entry)'!$D$4)","v":"LA1079001"},{"$f":"IF(AND(ISBLANK(INDEX($G:$G,)), ISBLANK(INDEX($C:$C,))), \"\", 'PWS Records (System Entry)'!$D$3)","v":"City of Alexandria Water System"},"1028 ROYCE DR BLDG 3611","ALEXANDRIA","LA",71303,10715428,31.321442000000001,-92.524548999999993,null,"Unknown","Not Applicable","Don't Know",null,null,null,"Unknown","Not Applicable",null,null,"Lead Status Unknown"]
[{"$f":"IF(AND(ISBLANK(INDEX($G:$G,)), ISBLANK(INDEX($C:$C,))), \"\", 'PWS Records (System Entry)'!$D$4)","v":"LA1079001"},{"$f":"IF(AND(ISBLANK(INDEX($G:$G,)), ISBLANK(INDEX($C:$C,))), \"\", 'PWS Records (System Entry)'!$D$3)","v":"City of Alexandria Water System"},"1302 PARK AVE","ALEXANDRIA","LA",71303,10715429,31.309253099999999,-92.454799699999995,null,"Unknown","Not Applicable","Don't Know",null,null,null,"Unknown","Not Applicable",null,null,"Lead Status Unknown"]
[{"$f":"IF(AND(ISBLANK(INDEX($G:$G,)), ISBLANK(INDEX($C:$C,))), \"\", 'PWS Records (System Entry)'!$D$4)","v":"LA1079001"},{"$f":"IF(AND(ISBLANK(INDEX($G:$G,)), ISBLANK(INDEX($C:$C,))), \"\", 'PWS Records (System Entry)'!$D$3)","v":"City of Alexandria Water System"},"1029 13TH ST","ALEXANDRIA","LA",71303,10715430,31.304980700000002,-92.450024400000004,null,"Unknown","Not Applicable","Don't Know",null,null,null,"Unknown","Not Applicable",null,null,"Lead Status Unknown"]
[{"$f":"IF(AND(ISBLANK(INDEX($G:$G,)), ISBLANK(INDEX($C:$C,))), \"\", 'PWS Records (System Entry)'!$D$4)","v":"LA1079001"},{"$f":"IF(AND(ISBLANK(INDEX($G:$G,)), ISBLANK(INDEX($C:$C,))), \"\", 'PWS Records (System Entry)'!$D$3)","v":"City of Alexandria Water System"},"273 LINKS DR","ALEXANDRIA","LA",71303,10715431,31.306404400000002,-92.541247200000001,null,"Non-Lead - Other","Installation Record (for example, tap card)","Don't Know",null,null,null,"Non-Lead - Other","Installation Record (for example, tap card)",null,null,"Non-Lead"]
[{"$f":"IF(AND(ISBLANK(INDEX($G:$G,)), ISBLANK(INDEX($C:$C,))), \"\", 'PWS Records (System Entry)'!$D$4)","v":"LA1079001"},{"$f":"IF(AND(ISBLANK(INDEX($G:$G,)), ISBLANK(INDEX($C:$C,))), \"\", 'PWS Records (System Entry)'!$D$3)","v":"City of Alexandria Water System"},"1302 TURNER ST","ALEXANDRIA","LA",71303,10715432,31.299286299999999,-92.447095000000004,null,"Unknown","Not Applicable","Don't Know",null,null,null,"Unknown","Not Applicable",null,null,"Lead Status Unknown"]
[{"$f":"IF(AND(ISBLANK(INDEX($G:$G,)), ISBLANK(INDEX($C:$C,))), \"\", 'PWS Records (System Entry)'!$D$4)","v":"LA1079001"},{"$f":"IF(AND(ISBLANK(INDEX($G:$G,)), ISBLANK(INDEX($C:$C,))), \"\", 'PWS Records (System Entry)'!$D$3)","v":"City of Alexandria Water System"},"1029 ROYCE DR BLDG 3712","ALEXANDRIA","LA",71303,10715433,31.316282399999999,-92.523639399999993,null,"Unknown","Not Applicable","Don't Know",null,null,null,"Unknown","Not Applicable",null,null,"Lead Status Unknown"]
[{"$f":"IF(AND(ISBLANK(INDEX($G:$G,)), ISBLANK(INDEX($C:$C,))), \"\", 'PWS Records (System Entry)'!$D$4)","v":"LA1079001"},{"$f":"IF(AND(ISBLANK(INDEX($G:$G,)), ISBLANK(INDEX($C:$C,))), \"\", 'PWS Records (System Entry)'!$D$3)","v":"City of Alexandria Water System"},"273 ST ANDREWS DR","ALEXANDRIA","LA",71303,10715434,31.297523999999999,-92.537743000000006,null,"Non-Lead - Other","Installation Record (for example, tap card)","Don't Know",null,null,null,"Non-Lead - Other","Installation Record (for example, tap card)",null,null,"Non-Lead"]
[{"$f":"IF(AND(ISBLANK(INDEX($G:$G,)), ISBLANK(INDEX($C:$C,))), \"\", 'PWS Records (System Entry)'!$D$4)","v":"LA1079001"},{"$f":"IF(AND(ISBLANK(INDEX($G:$G,)), ISBLANK(INDEX($C:$C,))), \"\", 'PWS Records (System Entry)'!$D$3)","v":"City of Alexandria Water System"},"1303 BILLY MITCHELL BLVD BLDG 2137","ALEXANDRIA","LA",71301,10715435,31.321729900000001,-92.5387092,null,"Unknown","Not Applicable","Don't Know",null,null,null,"Unknown","Not Applicable",null,null,"Lead Status Unknown"]
[{"$f":"IF(AND(ISBLANK(INDEX($G:$G,)), ISBLANK(INDEX($C:$C,))), \"\", 'PWS Records (System Entry)'!$D$4)","v":"LA1079001"},{"$f":"IF(AND(ISBLANK(INDEX($G:$G,)), ISBLANK(INDEX($C:$C,))), \"\", 'PWS Records (System Entry)'!$D$3)","v":"City of Alexandria Water System"},"1303 BILLY MITCHELL BLVD BLDG 2137","ALEXANDRIA","LA",71301,10715437,31.321729900000001,-92.5387092,null,"Unknown","Not Applicable","Don't Know",null,null,null,"Unknown","Not Applicable",null,null,"Lead Status Unknown"]
[{"$f":"IF(AND(ISBLANK(INDEX($G:$G,)), ISBLANK(INDEX($C:$C,))), \"\", 'PWS Records (System Entry)'!$D$4)","v":"LA1079001"},{"$f":"IF(AND(ISBLANK(INDEX($G:$G,)), ISBLANK(INDEX($C:$C,))), \"\", 'PWS Records (System Entry)'!$D$3)","v":"City of Alexandria Water System"},"103 BOLTON AVE","ALEXANDRIA","LA",71303,10715436,31.309118900000001,-92.459698900000006,null,"Unknown","Not Applicable","Don't Know",null,null,null,"Unknown","Not Applicable",null,null,"Lead Status Unknown"]
[{"$f":"IF(AND(ISBLANK(INDEX($G:$G,)), ISBLANK(INDEX($C:$C,))), \"\", 'PWS Records (System Entry)'!$D$4)","v":"LA1079001"},{"$f":"IF(AND(ISBLANK(INDEX($G:$G,)), ISBLANK(INDEX($C:$C,))), \"\", 'PWS Records (System Entry)'!$D$3)","v":"City of Alexandria Water System"},"2730 HORSESHOE DR","ALEXANDRIA","LA",71303,10715438,31.2582962,-92.466345000000004,null,"Unknown","Not Applicable","Don't Know",null,null,null,"Unknown","Not Applicable",null,null,"Lead Status Unknown"]
[{"$f":"IF(AND(ISBLANK(INDEX($G:$G,)), ISBLANK(INDEX($C:$C,))), \"\", 'PWS Records (System Entry)'!$D$4)","v":"LA1079001"},{"$f":"IF(AND(ISBLANK(INDEX($G:$G,)), ISBLANK(INDEX($C:$C,))), \"\", 'PWS Records (System Entry)'!$D$3)","v":"City of Alexandria Water System"},"103 COLONIAL DR","ALEXANDRIA","LA",71303,10715439,31.303215399999999,-92.470360099999994,null,"Non-Lead - Plastic","Installation Record (for example, tap card)","Don't Know",null,null,null,"Unknown","Not Applicable",null,null,"Lead Status Unknown"]
[{"$f":"IF(AND(ISBLANK(INDEX($G:$G,)), ISBLANK(INDEX($C:$C,))), \"\", 'PWS Records (System Entry)'!$D$4)","v":"LA1079001"},{"$f":"IF(AND(ISBLANK(INDEX($G:$G,)), ISBLANK(INDEX($C:$C,))), \"\", 'PWS Records (System Entry)'!$D$3)","v":"City of Alexandria Water System"},"1303 CHARLTON ST","ALEXANDRIA","LA",71303,10715440,31.286295200000001,-92.471463,null,"Unknown","Not Applicable","Don't Know",null,null,null,"Unknown","Not Applicable",null,null,"Lead Status Unknown"]
[{"$f":"IF(AND(ISBLANK(INDEX($G:$G,)), ISBLANK(INDEX($C:$C,))), \"\", 'PWS Records (System Entry)'!$D$4)","v":"LA1079001"},{"$f":"IF(AND(ISBLANK(INDEX($G:$G,)), ISBLANK(INDEX($C:$C,))), \"\", 'PWS Records (System Entry)'!$D$3)","v":"City of Alexandria Water System"},"103 CONSTITUTION BLVD","ALEXANDRIA","LA",71303,10715441,31.299356899999999,-92.486086900000004,null,"Unknown","Not Applicable","Don't Know",null,null,null,"Unknown","Not Applicable",null,null,"Lead Status Unknown"]
[{"$f":"IF(AND(ISBLANK(INDEX($G:$G,)), ISBLANK(INDEX($C:$C,))), \"\", 'PWS Records (System Entry)'!$D$4)","v":"LA1079001"},{"$f":"IF(AND(ISBLANK(INDEX($G:$G,)), ISBLANK(INDEX($C:$C,))), \"\", 'PWS Records (System Entry)'!$D$3)","v":"City of Alexandria Water System"},"1303 ENTERPRISE RD","ALEXANDRIA","LA",71303,10715442,31.3216225,-92.469019000000003,null,"Unknown","Not Applicable","Don't Know",null,null,null,"Unknown","Not Applicable",null,null,"Lead Status Unknown"]
[{"$f":"IF(AND(ISBLANK(INDEX($G:$G,)), ISBLANK(INDEX($C:$C,))), \"\", 'PWS Records (System Entry)'!$D$4)","v":"LA1079001"},{"$f":"IF(AND(ISBLANK(INDEX($G:$G,)), ISBLANK(INDEX($C:$C,))), \"\", 'PWS Records (System Entry)'!$D$3)","v":"City of Alexandria Water System"},"103 GEORGETOWN DR","ALEXANDRIA","LA",71303,10715443,31.303137299999999,-92.485387399999993,null,"Unknown","Not Applicable","Don't Know",null,null,null,"Unknown","Not Applicable",null,null,"Lead Status Unknown"]
[{"$f":"IF(AND(ISBLANK(INDEX($G:$G,)), ISBLANK(INDEX($C:$C,))), \"\", 'PWS Records (System Entry)'!$D$4)","v":"LA1079001"},{"$f":"IF(AND(ISBLANK(INDEX($G:$G,)), ISBLANK(INDEX($C:$C,))), \"\", 'PWS Records (System Entry)'!$D$3)","v":"City of Alexandria Water System"},"2730 N CITY PARK BLVD","ALEXANDRIA","LA",71303,10715444,31.2885165,-92.463048400000005,null,"Unknown","Not Applicable","Don't Know",null,null,null,"Unknown","Not Applicable",null,null,"Lead Status Unknown"]
[{"$f":"IF(AND(ISBLANK(INDEX($G:$G,)), ISBLANK(INDEX($C:$C,))), \"\", 'PWS Records (System Entry)'!$D$4)","v":"LA1079001"},{"$f":"IF(AND(ISBLANK(INDEX($G:$G,)), ISBLANK(INDEX($C:$C,))), \"\", 'PWS Records (System Entry)'!$D$3)","v":"City of Alexandria Water System"},"1303 HORSESHOE DR","ALEXANDRIA","LA",71303,10715445,31.262516399999999,-92.488830800000002,null,"Unknown","Not Applicable","Don't Know",null,null,null,"Unknown","Not Applicable",null,null,"Lead Status Unknown"]
[{"$f":"IF(AND(ISBLANK(INDEX($G:$G,)), ISBLANK(INDEX($C:$C,))), \"\", 'PWS Records (System Entry)'!$D$4)","v":"LA1079001"},{"$f":"IF(AND(ISBLANK(INDEX($G:$G,)), ISBLANK(INDEX($C:$C,))), \"\", 'PWS Records (System Entry)'!$D$3)","v":"City of Alexandria Water System"},"103 HOPE ST UNIT A","ALEXANDRIA","LA",71303,10715446,31.310855400000001,-92.463776199999998,null,"Unknown","Not Applicable","Don't Know",null,null,null,"Unknown","Not Applicable",null,null,"Lead Status Unknown"]
[{"$f":"IF(AND(ISBLANK(INDEX($G:$G,)), ISBLANK(INDEX($C:$C,))), \"\", 'PWS Records (System Entry)'!$D$4)","v":"LA1079001"},{"$f":"IF(AND(ISBLANK(INDEX($G:$G,)), ISBLANK(INDEX($C:$C,))), \"\", 'PWS Records (System Entry)'!$D$3)","v":"City of Alexandria Water System"},"1303 MARTHA LN","ALEXANDRIA","LA",71303,10715447,31.322902200000001,-92.472890199999995,null,"Non-Lead - Plastic","Installation Record (for example, tap card)","Don't Know",null,null,null,"Unknown","Not Applicable",null,null,"Lead Status Unknown"]
[{"$f":"IF(AND(ISBLANK(INDEX($G:$G,)), ISBLANK(INDEX($C:$C,))), \"\", 'PWS Records (System Entry)'!$D$4)","v":"LA1079001"},{"$f":"IF(AND(ISBLANK(INDEX($G:$G,)), ISBLANK(INDEX($C:$C,))), \"\", 'PWS Records (System Entry)'!$D$3)","v":"City of Alexandria Water System"},"2731 10TH ST","ALEXANDRIA","LA",71303,10715448,31.295168499999999,-92.433890899999994,null,"Unknown","Not Applicable","Don't Know",null,null,null,"Unknown","Not Applicable",null,null,"Lead Status Unknown"]
[{"$f":"IF(AND(ISBLANK(INDEX($G:$G,)), ISBLANK(INDEX($C:$C,))), \"\", 'PWS Records (System Entry)'!$D$4)","v":"LA1079001"},{"$f":"IF(AND(ISBLANK(INDEX($G:$G,)), ISBLANK(INDEX($C:$C,))), \"\", 'PWS Records (System Entry)'!$D$3)","v":"City of Alexandria Water System"},"103 HOPE ST UNIT B","ALEXANDRIA","LA",71301,10715449,31.310855400000001,-92.463776199999998,null,"Unknown","Not Applicable","Don't Know",null,null,null,"Unknown","Not Applicable",null,null,"Lead Status Unknown"]
[{"$f":"IF(AND(ISBLANK(INDEX($G:$G,)), ISBLANK(INDEX($C:$C,))), \"\", 'PWS Records (System Entry)'!$D$4)","v":"LA1079001"},{"$f":"IF(AND(ISBLANK(INDEX($G:$G,)), ISBLANK(INDEX($C:$C,))), \"\", 'PWS Records (System Entry)'!$D$3)","v":"City of Alexandria Water System"},"1304 BEECH ST","ALEXANDRIA","LA",71303,10715450,31.297746499999999,-92.455572399999994,null,"Unknown","Not Applicable","Don't Know",null,null,null,"Unknown","Not Applicable",null,null,"Lead Status Unknown"]
[{"$f":"IF(AND(ISBLANK(INDEX($G:$G,)), ISBLANK(INDEX($C:$C,))), \"\", 'PWS Records (System Entry)'!$D$4)","v":"LA1079001"},{"$f":"IF(AND(ISBLANK(INDEX($G:$G,)), ISBLANK(INDEX($C:$C,))), \"\", 'PWS Records (System Entry)'!$D$3)","v":"City of Alexandria Water System"},"2731 9TH ST","ALEXANDRIA","LA",71303,10715451,31.296013599999998,-92.433568699999995,null,"Unknown","Not Applicable","Don't Know",null,null,null,"Unknown","Not Applicable",null,null,"Lead Status Unknown"]
[{"$f":"IF(AND(ISBLANK(INDEX($G:$G,)), ISBLANK(INDEX($C:$C,))), \"\", 'PWS Records (System Entry)'!$D$4)","v":"LA1079001"},{"$f":"IF(AND(ISBLANK(INDEX($G:$G,)), ISBLANK(INDEX($C:$C,))), \"\", 'PWS Records (System Entry)'!$D$3)","v":"City of Alexandria Water System"},"103 MAUREEN ST","ALEXANDRIA","LA",71303,10715452,31.269880199999999,-92.487621899999994,null,"Unknown","Not Applicable","Don't Know",null,null,null,"Unknown","Not Applicable",null,null,"Lead Status Unknown"]
[{"$f":"IF(AND(ISBLANK(INDEX($G:$G,)), ISBLANK(INDEX($C:$C,))), \"\", 'PWS Records (System Entry)'!$D$4)","v":"LA1079001"},{"$f":"IF(AND(ISBLANK(INDEX($G:$G,)), ISBLANK(INDEX($C:$C,))), \"\", 'PWS Records (System Entry)'!$D$3)","v":"City of Alexandria Water System"},"1304 ELLIOTT ST","ALEXANDRIA","LA",71303,10715453,31.308474199999999,-92.453809199999995,null,"Unknown","Not Applicable","Don't Know",null,null,null,"Unknown","Not Applicable",null,null,"Lead Status Unknown"]
[{"$f":"IF(AND(ISBLANK(INDEX($G:$G,)), ISBLANK(INDEX($C:$C,))), \"\", 'PWS Records (System Entry)'!$D$4)","v":"LA1079001"},{"$f":"IF(AND(ISBLANK(INDEX($G:$G,)), ISBLANK(INDEX($C:$C,))), \"\", 'PWS Records (System Entry)'!$D$3)","v":"City of Alexandria Water System"},"2732 3RD ST","ALEXANDRIA","LA",71303,10715454,31.299822899999999,-92.430121499999998,null,"Unknown","Not Applicable","Don't Know",null,null,null,"Unknown","Not Applicable",null,null,"Lead Status Unknown"]
[{"$f":"IF(AND(ISBLANK(INDEX($G:$G,)), ISBLANK(INDEX($C:$C,))), \"\", 'PWS Records (System Entry)'!$D$4)","v":"LA1079001"},{"$f":"IF(AND(ISBLANK(INDEX($G:$G,)), ISBLANK(INDEX($C:$C,))), \"\", 'PWS Records (System Entry)'!$D$3)","v":"City of Alexandria Water System"},"103 PARK PLACE DR","ALEXANDRIA","LA",71303,10715455,31.286907200000002,-92.463445899999996,null,"Unknown","Not Applicable","Don't Know",null,null,null,"Unknown","Not Applicable",null,null,"Lead Status Unknown"]
[{"$f":"IF(AND(ISBLANK(INDEX($G:$G,)), ISBLANK(INDEX($C:$C,))), \"\", 'PWS Records (System Entry)'!$D$4)","v":"LA1079001"},{"$f":"IF(AND(ISBLANK(INDEX($G:$G,)), ISBLANK(INDEX($C:$C,))), \"\", 'PWS Records (System Entry)'!$D$3)","v":"City of Alexandria Water System"},"1304 ENTERPRISE RD APT 3","ALEXANDRIA","LA",71303,10715456,31.3217073,-92.469072600000004,null,"Unknown","Not Applicable","Don't Know",null,null,null,"Unknown","Not Applicable",null,null,"Lead Status Unknown"]
[{"$f":"IF(AND(ISBLANK(INDEX($G:$G,)), ISBLANK(INDEX($C:$C,))), \"\", 'PWS Records (System Entry)'!$D$4)","v":"LA1079001"},{"$f":"IF(AND(ISBLANK(INDEX($G:$G,)), ISBLANK(INDEX($C:$C,))), \"\", 'PWS Records (System Entry)'!$D$3)","v":"City of Alexandria Water System"},"2732 MILL ST","ALEXANDRIA","LA",71303,10715457,31.288483899999999,-92.445879000000005,null,"Unknown","Not Applicable","Don't Know",null,null,null,"Unknown","Not Applicable",null,null,"Lead Status Unknown"]
[{"$f":"IF(AND(ISBLANK(INDEX($G:$G,)), ISBLANK(INDEX($C:$C,))), \"\", 'PWS Records (System Entry)'!$D$4)","v":"LA1079001"},{"$f":"IF(AND(ISBLANK(INDEX($G:$G,)), ISBLANK(INDEX($C:$C,))), \"\", 'PWS Records (System Entry)'!$D$3)","v":"City of Alexandria Water System"},"103 PECAN WOOD DR","ALEXANDRIA","LA",71303,10715458,31.273116000000002,-92.499415999999997,null,"Non-Lead - Other","Installation Record (for example, tap card)","Don't Know",null,null,null,"Non-Lead - Other","Installation Record (for example, tap card)",null,null,"Non-Lead"]
[{"$f":"IF(AND(ISBLANK(INDEX($G:$G,)), ISBLANK(INDEX($C:$C,))), \"\", 'PWS Records (System Entry)'!$D$4)","v":"LA1079001"},{"$f":"IF(AND(ISBLANK(INDEX($G:$G,)), ISBLANK(INDEX($C:$C,))), \"\", 'PWS Records (System Entry)'!$D$3)","v":"City of Alexandria Water System"},"1304 ENTERPRISE RD APT 2","ALEXANDRIA","LA",71303,10715459,31.3217073,-92.469072600000004,null,"Unknown","Not Applicable","Don't Know",null,null,null,"Unknown","Not Applicable",null,null,"Lead Status Unknown"]
[{"$f":"IF(AND(ISBLANK(INDEX($G:$G,)), ISBLANK(INDEX($C:$C,))), \"\", 'PWS Records (System Entry)'!$D$4)","v":"LA1079001"},{"$f":"IF(AND(ISBLANK(INDEX($G:$G,)), ISBLANK(INDEX($C:$C,))), \"\", 'PWS Records (System Entry)'!$D$3)","v":"City of Alexandria Water System"},"2732 SUMMERWOOD LN","ALEXANDRIA","LA",71303,10715460,31.315464899999998,-92.478415999999996,null,"Non-Lead - Plastic","Installation Date after Lead Ban","Don't Know",null,null,null,"Non-Lead - Plastic","Installation Date after Lead Ban",null,null,"Non-Lead"]
[{"$f":"IF(AND(ISBLANK(INDEX($G:$G,)), ISBLANK(INDEX($C:$C,))), \"\", 'PWS Records (System Entry)'!$D$4)","v":"LA1079001"},{"$f":"IF(AND(ISBLANK(INDEX($G:$G,)), ISBLANK(INDEX($C:$C,))), \"\", 'PWS Records (System Entry)'!$D$3)","v":"City of Alexandria Water System"},"103 RIDGEDALE LN","ALEXANDRIA","LA",71301,10715461,31.233687799999998,-92.438862499999999,null,"Non-Lead - Other","Installation Record (for example, tap card)","Don't Know",null,null,null,"Non-Lead - Other","Installation Record (for example, tap card)",null,null,"Non-Lead"]
[{"$f":"IF(AND(ISBLANK(INDEX($G:$G,)), ISBLANK(INDEX($C:$C,))), \"\", 'PWS Records (System Entry)'!$D$4)","v":"LA1079001"},{"$f":"IF(AND(ISBLANK(INDEX($G:$G,)), ISBLANK(INDEX($C:$C,))), \"\", 'PWS Records (System Entry)'!$D$3)","v":"City of Alexandria Water System"},"1304 ENTERPRISE RD APT 1","ALEXANDRIA","LA",71303,10715462,31.3217073,-92.469072600000004,null,"Unknown","Not Applicable","Don't Know",null,null,null,"Unknown","Not Applicable",null,null,"Lead Status Unknown"]
[{"$f":"IF(AND(ISBLANK(INDEX($G:$G,)), ISBLANK(INDEX($C:$C,))), \"\", 'PWS Records (System Entry)'!$D$4)","v":"LA1079001"},{"$f":"IF(AND(ISBLANK(INDEX($G:$G,)), ISBLANK(INDEX($C:$C,))), \"\", 'PWS Records (System Entry)'!$D$3)","v":"City of Alexandria Water System"},"2733 9TH ST","ALEXANDRIA","LA",71303,10715464,31.2959101,-92.433416800000003,null,"Unknown","Not Applicable","Don't Know",null,null,null,"Unknown","Not Applicable",null,null,"Lead Status Unknown"]
[{"$f":"IF(AND(ISBLANK(INDEX($G:$G,)), ISBLANK(INDEX($C:$C,))), \"\", 'PWS Records (System Entry)'!$D$4)","v":"LA1079001"},{"$f":"IF(AND(ISBLANK(INDEX($G:$G,)), ISBLANK(INDEX($C:$C,))), \"\", 'PWS Records (System Entry)'!$D$3)","v":"City of Alexandria Water System"},"103 TOT DR","ALEXANDRIA","LA",71303,10715465,31.272057,-92.509380800000002,null,"Non-Lead - Other","Installation Record (for example, tap card)","Don't Know",null,null,null,"Non-Lead - Other","Installation Record (for example, tap card)",null,null,"Non-Lead"]
[{"$f":"IF(AND(ISBLANK(INDEX($G:$G,)), ISBLANK(INDEX($C:$C,))), \"\", 'PWS Records (System Entry)'!$D$4)","v":"LA1079001"},{"$f":"IF(AND(ISBLANK(INDEX($G:$G,)), ISBLANK(INDEX($C:$C,))), \"\", 'PWS Records (System Entry)'!$D$3)","v":"City of Alexandria Water System"},"1304 MARTHA LN","ALEXANDRIA","LA",71303,10715463,31.323009800000001,-92.473001400000001,null,"Non-Lead - Plastic","Installation Record (for example, tap card)","Don't Know",null,null,null,"Unknown","Not Applicable",null,null,"Lead Status Unknown"]
[{"$f":"IF(AND(ISBLANK(INDEX($G:$G,)), ISBLANK(INDEX($C:$C,))), \"\", 'PWS Records (System Entry)'!$D$4)","v":"LA1079001"},{"$f":"IF(AND(ISBLANK(INDEX($G:$G,)), ISBLANK(INDEX($C:$C,))), \"\", 'PWS Records (System Entry)'!$D$3)","v":"City of Alexandria Water System"},"1030 13TH ST","ALEXANDRIA","LA",71303,10715466,31.305068800000001,-92.450215099999994,null,"Unknown","Not Applicable","Don't Know",null,null,null,"Unknown","Not Applicable",null,null,"Lead Status Unknown"]
[{"$f":"IF(AND(ISBLANK(INDEX($G:$G,)), ISBLANK(INDEX($C:$C,))), \"\", 'PWS Records (System Entry)'!$D$4)","v":"LA1079001"},{"$f":"IF(AND(ISBLANK(INDEX($G:$G,)), ISBLANK(INDEX($C:$C,))), \"\", 'PWS Records (System Entry)'!$D$3)","v":"City of Alexandria Water System"},"1304 MONROE ST","ALEXANDRIA","LA",71303,10715467,31.3107264,-92.456620400000006,null,"Non-Lead - Other","Installation Date after Lead Ban","Don't Know",null,null,null,"Non-Lead - Other","Installation Date after Lead Ban",null,null,"Non-Lead"]
[{"$f":"IF(AND(ISBLANK(INDEX($G:$G,)), ISBLANK(INDEX($C:$C,))), \"\", 'PWS Records (System Entry)'!$D$4)","v":"LA1079001"},{"$f":"IF(AND(ISBLANK(INDEX($G:$G,)), ISBLANK(INDEX($C:$C,))), \"\", 'PWS Records (System Entry)'!$D$3)","v":"City of Alexandria Water System"},"2733 EDDIE WILLIAMS AVE","ALEXANDRIA","LA",71303,10715468,31.284848799999999,-92.4403954,null,"Unknown","Not Applicable","Don't Know",null,null,null,"Unknown","Not Applicable",null,null,"Lead Status Unknown"]
[{"$f":"IF(AND(ISBLANK(INDEX($G:$G,)), ISBLANK(INDEX($C:$C,))), \"\", 'PWS Records (System Entry)'!$D$4)","v":"LA1079001"},{"$f":"IF(AND(ISBLANK(INDEX($G:$G,)), ISBLANK(INDEX($C:$C,))), \"\", 'PWS Records (System Entry)'!$D$3)","v":"City of Alexandria Water System"},"1304 NORMAN DR APT B","ALEXANDRIA","LA",71307,10715469,31.325385099999998,-92.522836600000005,null,"Unknown","Not Applicable","Don't Know",null,null,null,"Unknown","Not Applicable",null,null,"Lead Status Unknown"]
[{"$f":"IF(AND(ISBLANK(INDEX($G:$G,)), ISBLANK(INDEX($C:$C,))), \"\", 'PWS Records (System Entry)'!$D$4)","v":"LA1079001"},{"$f":"IF(AND(ISBLANK(INDEX($G:$G,)), ISBLANK(INDEX($C:$C,))), \"\", 'PWS Records (System Entry)'!$D$3)","v":"City of Alexandria Water System"},"2733 SUMMERWOOD LN","ALEXANDRIA","LA",71303,10715470,31.315561200000001,-92.4784887,null,"Non-Lead - Plastic","Installation Date after Lead Ban","Don't Know",null,null,null,"Non-Lead - Plastic","Installation Date after Lead Ban",null,null,"Non-Lead"]
[{"$f":"IF(AND(ISBLANK(INDEX($G:$G,)), ISBLANK(INDEX($C:$C,))), \"\", 'PWS Records (System Entry)'!$D$4)","v":"LA1079001"},{"$f":"IF(AND(ISBLANK(INDEX($G:$G,)), ISBLANK(INDEX($C:$C,))), \"\", 'PWS Records (System Entry)'!$D$3)","v":"City of Alexandria Water System"},"1304 NORMAN DR APT A","ALEXANDRIA","LA",71303,10715471,31.325385099999998,-92.522836600000005,null,"Unknown","Not Applicable","Don't Know",null,null,null,"Unknown","Not Applicable",null,null,"Lead Status Unknown"]
[{"$f":"IF(AND(ISBLANK(INDEX($G:$G,)), ISBLANK(INDEX($C:$C,))), \"\", 'PWS Records (System Entry)'!$D$4)","v":"LA1079001"},{"$f":"IF(AND(ISBLANK(INDEX($G:$G,)), ISBLANK(INDEX($C:$C,))), \"\", 'PWS Records (System Entry)'!$D$3)","v":"City of Alexandria Water System"},"1030 COUNCIL DR BLDG 4307-A","ALEXANDRIA","LA",71303,10715472,31.327082499999999,-92.521521000000007,null,"Unknown","Not Applicable","Don't Know",null,null,null,"Unknown","Not Applicable",null,null,"Lead Status Unknown"]
[{"$f":"IF(AND(ISBLANK(INDEX($G:$G,)), ISBLANK(INDEX($C:$C,))), \"\", 'PWS Records (System Entry)'!$D$4)","v":"LA1079001"},{"$f":"IF(AND(ISBLANK(INDEX($G:$G,)), ISBLANK(INDEX($C:$C,))), \"\", 'PWS Records (System Entry)'!$D$3)","v":"City of Alexandria Water System"},"2734 GEORGES LN","ALEXANDRIA","LA",71303,10715473,31.291206899999999,-92.464221499999994,null,"Unknown","Not Applicable","Don't Know",null,null,null,"Unknown","Not Applicable",null,null,"Lead Status Unknown"]
[{"$f":"IF(AND(ISBLANK(INDEX($G:$G,)), ISBLANK(INDEX($C:$C,))), \"\", 'PWS Records (System Entry)'!$D$4)","v":"LA1079001"},{"$f":"IF(AND(ISBLANK(INDEX($G:$G,)), ISBLANK(INDEX($C:$C,))), \"\", 'PWS Records (System Entry)'!$D$3)","v":"City of Alexandria Water System"},"2734 GEORGES LN","ALEXANDRIA","LA",71303,10715476,31.291206899999999,-92.464221499999994,null,"Unknown","Not Applicable","Don't Know",null,null,null,"Unknown","Not Applicable",null,null,"Lead Status Unknown"]
[{"$f":"IF(AND(ISBLANK(INDEX($G:$G,)), ISBLANK(INDEX($C:$C,))), \"\", 'PWS Records (System Entry)'!$D$4)","v":"LA1079001"},{"$f":"IF(AND(ISBLANK(INDEX($G:$G,)), ISBLANK(INDEX($C:$C,))), \"\", 'PWS Records (System Entry)'!$D$3)","v":"City of Alexandria Water System"},"1304 SHIRLAND AVE","ALEXANDRIA","LA",71303,10715474,31.312761299999998,-92.458425700000006,null,"Unknown","Not Applicable","Don't Know",null,null,null,"Unknown","Not Applicable",null,null,"Lead Status Unknown"]
[{"$f":"IF(AND(ISBLANK(INDEX($G:$G,)), ISBLANK(INDEX($C:$C,))), \"\", 'PWS Records (System Entry)'!$D$4)","v":"LA1079001"},{"$f":"IF(AND(ISBLANK(INDEX($G:$G,)), ISBLANK(INDEX($C:$C,))), \"\", 'PWS Records (System Entry)'!$D$3)","v":"City of Alexandria Water System"},"1030 COUNCIL DR BLDG 4307-B","ALEXANDRIA","LA",71303,10715475,31.327082499999999,-92.521521000000007,null,"Unknown","Not Applicable","Don't Know",null,null,null,"Unknown","Not Applicable",null,null,"Lead Status Unknown"]
[{"$f":"IF(AND(ISBLANK(INDEX($G:$G,)), ISBLANK(INDEX($C:$C,))), \"\", 'PWS Records (System Entry)'!$D$4)","v":"LA1079001"},{"$f":"IF(AND(ISBLANK(INDEX($G:$G,)), ISBLANK(INDEX($C:$C,))), \"\", 'PWS Records (System Entry)'!$D$3)","v":"City of Alexandria Water System"},"1305 ANNA LN","ALEXANDRIA","LA",71303,10715477,31.307291299999999,-92.487643500000004,null,"Non-Lead - Other","Installation Record (for example, tap card)","Don't Know",null,null,null,"Non-Lead - Other","Installation Record (for example, tap card)",null,null,"Non-Lead"]
[{"$f":"IF(AND(ISBLANK(INDEX($G:$G,)), ISBLANK(INDEX($C:$C,))), \"\", 'PWS Records (System Entry)'!$D$4)","v":"LA1079001"},{"$f":"IF(AND(ISBLANK(INDEX($G:$G,)), ISBLANK(INDEX($C:$C,))), \"\", 'PWS Records (System Entry)'!$D$3)","v":"City of Alexandria Water System"},"2734 HORSESHOE DR","ALEXANDRIA","LA",71301,10715478,31.2601069,-92.463121799999996,null,"Unknown","Not Applicable","Don't Know",null,null,null,"Unknown","Not Applicable",null,null,"Lead Status Unknown"]
[{"$f":"IF(AND(ISBLANK(INDEX($G:$G,)), ISBLANK(INDEX($C:$C,))), \"\", 'PWS Records (System Entry)'!$D$4)","v":"LA1079001"},{"$f":"IF(AND(ISBLANK(INDEX($G:$G,)), ISBLANK(INDEX($C:$C,))), \"\", 'PWS Records (System Entry)'!$D$3)","v":"City of Alexandria Water System"},"1030 DILLARD ALY","ALEXANDRIA","LA",71301,10715479,31.299972700000001,-92.442013399999993,null,"Unknown","Not Applicable","Don't Know",null,null,null,"Unknown","Not Applicable",null,null,"Lead Status Unknown"]
[{"$f":"IF(AND(ISBLANK(INDEX($G:$G,)), ISBLANK(INDEX($C:$C,))), \"\", 'PWS Records (System Entry)'!$D$4)","v":"LA1079001"},{"$f":"IF(AND(ISBLANK(INDEX($G:$G,)), ISBLANK(INDEX($C:$C,))), \"\", 'PWS Records (System Entry)'!$D$3)","v":"City of Alexandria Water System"},"1305 AUTUMN ORCHARD LOOP","ALEXANDRIA","LA",71303,10715480,31.343541399999999,-92.509763399999997,null,"Non-Lead - Plastic","Installation Date after Lead Ban","Don't Know",null,null,null,"Non-Lead - Plastic","Installation Date after Lead Ban",null,null,"Non-Lead"]
[{"$f":"IF(AND(ISBLANK(INDEX($G:$G,)), ISBLANK(INDEX($C:$C,))), \"\", 'PWS Records (System Entry)'!$D$4)","v":"LA1079001"},{"$f":"IF(AND(ISBLANK(INDEX($G:$G,)), ISBLANK(INDEX($C:$C,))), \"\", 'PWS Records (System Entry)'!$D$3)","v":"City of Alexandria Water System"},"2735 10TH ST","ALEXANDRIA","LA",71303,10715482,31.295098200000002,-92.433772200000007,null,"Unknown","Not Applicable","Don't Know",null,null,null,"Unknown","Not Applicable",null,null,"Lead Status Unknown"]
[{"$f":"IF(AND(ISBLANK(INDEX($G:$G,)), ISBLANK(INDEX($C:$C,))), \"\", 'PWS Records (System Entry)'!$D$4)","v":"LA1079001"},{"$f":"IF(AND(ISBLANK(INDEX($G:$G,)), ISBLANK(INDEX($C:$C,))), \"\", 'PWS Records (System Entry)'!$D$3)","v":"City of Alexandria Water System"},"1030 MACARTHUR DR","ALEXANDRIA","LA",71303,10715481,31.290891999999999,-92.477116100000003,null,"Unknown","Not Applicable","Don't Know",null,null,null,"Unknown","Not Applicable",null,null,"Lead Status Unknown"]
[{"$f":"IF(AND(ISBLANK(INDEX($G:$G,)), ISBLANK(INDEX($C:$C,))), \"\", 'PWS Records (System Entry)'!$D$4)","v":"LA1079001"},{"$f":"IF(AND(ISBLANK(INDEX($G:$G,)), ISBLANK(INDEX($C:$C,))), \"\", 'PWS Records (System Entry)'!$D$3)","v":"City of Alexandria Water System"},"1030 MACARTHUR DR","ALEXANDRIA","LA",71303,10715484,31.290891999999999,-92.477116100000003,null,"Unknown","Not Applicable","Don't Know",null,null,null,"Unknown","Not Applicable",null,null,"Lead Status Unknown"]
[{"$f":"IF(AND(ISBLANK(INDEX($G:$G,)), ISBLANK(INDEX($C:$C,))), \"\", 'PWS Records (System Entry)'!$D$4)","v":"LA1079001"},{"$f":"IF(AND(ISBLANK(INDEX($G:$G,)), ISBLANK(INDEX($C:$C,))), \"\", 'PWS Records (System Entry)'!$D$3)","v":"City of Alexandria Water System"},"1305 BONAIRE TRCE","ALEXANDRIA","LA",71303,10715483,31.307965800000002,-92.486722400000005,null,"Non-Lead - Other","Installation Record (for example, tap card)","Don't Know",null,null,null,"Non-Lead - Other","Installation Record (for example, tap card)",null,null,"Non-Lead"]
[{"$f":"IF(AND(ISBLANK(INDEX($G:$G,)), ISBLANK(INDEX($C:$C,))), \"\", 'PWS Records (System Entry)'!$D$4)","v":"LA1079001"},{"$f":"IF(AND(ISBLANK(INDEX($G:$G,)), ISBLANK(INDEX($C:$C,))), \"\", 'PWS Records (System Entry)'!$D$3)","v":"City of Alexandria Water System"},"1305 BONAIRE TRCE","ALEXANDRIA","LA",71303,10715485,31.307965800000002,-92.486722400000005,null,"Non-Lead - Other","Installation Record (for example, tap card)","Don't Know",null,null,null,"Non-Lead - Other","Installation Record (for example, tap card)",null,null,"Non-Lead"]
[{"$f":"IF(AND(ISBLANK(INDEX($G:$G,)), ISBLANK(INDEX($C:$C,))), \"\", 'PWS Records (System Entry)'!$D$4)","v":"LA1079001"},{"$f":"IF(AND(ISBLANK(INDEX($G:$G,)), ISBLANK(INDEX($C:$C,))), \"\", 'PWS Records (System Entry)'!$D$3)","v":"City of Alexandria Water System"},"2735 CULPEPPER RD UNIT A","ALEXANDRIA","LA",71301,10715486,31.264147000000001,-92.461857699999996,null,"Unknown","Not Applicable","Don't Know",null,null,null,"Unknown","Not Applicable",null,null,"Lead Status Unknown"]
[{"$f":"IF(AND(ISBLANK(INDEX($G:$G,)), ISBLANK(INDEX($C:$C,))), \"\", 'PWS Records (System Entry)'!$D$4)","v":"LA1079001"},{"$f":"IF(AND(ISBLANK(INDEX($G:$G,)), ISBLANK(INDEX($C:$C,))), \"\", 'PWS Records (System Entry)'!$D$3)","v":"City of Alexandria Water System"},"1030 ROYCE DR BLDG 3612","ALEXANDRIA","LA",71303,10715488,31.316130399999999,-92.523654300000004,null,"Unknown","Not Applicable","Don't Know",null,null,null,"Unknown","Not Applicable",null,null,"Lead Status Unknown"]
[{"$f":"IF(AND(ISBLANK(INDEX($G:$G,)), ISBLANK(INDEX($C:$C,))), \"\", 'PWS Records (System Entry)'!$D$4)","v":"LA1079001"},{"$f":"IF(AND(ISBLANK(INDEX($G:$G,)), ISBLANK(INDEX($C:$C,))), \"\", 'PWS Records (System Entry)'!$D$3)","v":"City of Alexandria Water System"},"1305 DORCHESTER DR","ALEXANDRIA","LA",71303,10715487,31.282558399999999,-92.478720499999994,null,"Unknown","Not Applicable","Don't Know",null,null,null,"Unknown","Not Applicable",null,null,"Lead Status Unknown"]
[{"$f":"IF(AND(ISBLANK(INDEX($G:$G,)), ISBLANK(INDEX($C:$C,))), \"\", 'PWS Records (System Entry)'!$D$4)","v":"LA1079001"},{"$f":"IF(AND(ISBLANK(INDEX($G:$G,)), ISBLANK(INDEX($C:$C,))), \"\", 'PWS Records (System Entry)'!$D$3)","v":"City of Alexandria Water System"},"2736 GEORGES LN","ALEXANDRIA","LA",71303,10715489,31.290980699999999,-92.464761999999993,null,"Unknown","Not Applicable","Don't Know",null,null,null,"Unknown","Not Applicable",null,null,"Lead Status Unknown"]
[{"$f":"IF(AND(ISBLANK(INDEX($G:$G,)), ISBLANK(INDEX($C:$C,))), \"\", 'PWS Records (System Entry)'!$D$4)","v":"LA1079001"},{"$f":"IF(AND(ISBLANK(INDEX($G:$G,)), ISBLANK(INDEX($C:$C,))), \"\", 'PWS Records (System Entry)'!$D$3)","v":"City of Alexandria Water System"},"2736 GEORGES LN","ALEXANDRIA","LA",71303,10715492,31.290980699999999,-92.464761999999993,null,"Unknown","Not Applicable","Don't Know",null,null,null,"Unknown","Not Applicable",null,null,{"$f":"IF(AND(INDEX($K:$K,)=\"\", INDEX($L:$L,)=\"\", INDEX($M:$M,)=\"\", INDEX($Q:$Q,)=\"\", INDEX($R:$R,)=\"\"), \"\", IF(OR(INDEX($K:$K,)=\"Lead\",INDEX($Q:$Q,)=\"Lead\"),\"Lead\",IF(OR(AND(OR(INDEX($M:$M,)=\"Yes\", INDEX($M:$M,)=\"Don't Know\", INDEX($M:$M,)=\"\"), INDEX($Q:$Q,)=\"Galvanized Iron/Steel\"), AND(INDEX($K:$K,)=\"Unknown\", INDEX($M:$M,)=\"No\", INDEX($Q:$Q,)=\"Galvanized Iron/Steel\")), \"Galvanized Requiring Replacement\", IF(OR(AND(OR(INDEX($K:$K,)=\"Galvanized Iron/Steel\", INDEX($K:$K,)=\"Non-Lead - Copper\", INDEX($K:$K,)=\"Non-Lead - Plastic\", INDEX($K:$K,)=\"Non-Lead - Other\", INDEX($K:$K,)=\"Non-Lead - Material Unknown\", INDEX($K:$K,)=\"No System Owned Portion\"), OR(INDEX($Q:$Q,)=\"Galvanized Iron/Steel\", INDEX($Q:$Q,)=\"Non-Lead - Copper\", INDEX($Q:$Q,)=\"Non-Lead - Plastic\", INDEX($Q:$Q,)=\"Non-Lead - Other\", INDEX($Q:$Q,)=\"Non-Lead - Predictive Model\", INDEX($Q:$Q,)=\"No Customer Owned Portion\")), AND(OR( INDEX($K:$K,)=\"Galvanized Iron/Steel\", INDEX($K:$K,)=\"Non-Lead - Copper\", INDEX($K:$K,)=\"Non-Lead - Plastic\", INDEX($K:$K,)=\"Non-Lead - Other\", INDEX($K:$K,)=\"Non-Lead - Material Unknown\", INDEX($K:$K,)=\"No System Owned Portion\"), INDEX($M:$M,)=\"No\", INDEX($Q:$Q,)=\"Non-Lead - Material Unknown\")), \"Non-Lead\", \"Lead Status Unknown\"))))","v":"Lead Status Unknown"}]
[{"$f":"IF(AND(ISBLANK(INDEX($G:$G,)), ISBLANK(INDEX($C:$C,))), \"\", 'PWS Records (System Entry)'!$D$4)","v":"LA1079001"},{"$f":"IF(AND(ISBLANK(INDEX($G:$G,)), ISBLANK(INDEX($C:$C,))), \"\", 'PWS Records (System Entry)'!$D$3)","v":"City of Alexandria Water System"},"1305 ENTERPRISE RD","ALEXANDRIA","LA",71303,10715490,31.321622000000001,-92.469353900000002,null,"Unknown","Not Applicable","Don't Know",null,null,null,"Unknown","Not Applicable",null,null,"Lead Status Unknown"]
[{"$f":"IF(AND(ISBLANK(INDEX($G:$G,)), ISBLANK(INDEX($C:$C,))), \"\", 'PWS Records (System Entry)'!$D$4)","v":"LA1079001"},{"$f":"IF(AND(ISBLANK(INDEX($G:$G,)), ISBLANK(INDEX($C:$C,))), \"\", 'PWS Records (System Entry)'!$D$3)","v":"City of Alexandria Water System"},"1032 13TH ST UNIT A","ALEXANDRIA","LA",71301,10715491,31.304972299999999,-92.450099199999997,null,"Non-Lead - Other","Installation Date after Lead Ban","Don't Know",null,null,null,"Non-Lead - Other","Installation Date after Lead Ban",null,null,"Non-Lead"]
[{"$f":"IF(AND(ISBLANK(INDEX($G:$G,)), ISBLANK(INDEX($C:$C,))), \"\", 'PWS Records (System Entry)'!$D$4)","v":"LA1079001"},{"$f":"IF(AND(ISBLANK(INDEX($G:$G,)), ISBLANK(INDEX($C:$C,))), \"\", 'PWS Records (System Entry)'!$D$3)","v":"City of Alexandria Water System"},"1305 MADISON ST","ALEXANDRIA","LA",71303,10715493,31.309957199999999,-92.455674200000004,null,"Non-Lead - Other","Installation Record (for example, tap card)","Don't Know",null,null,null,"Non-Lead - Other","Installation Record (for example, tap card)",null,null,"Non-Lead"]
[{"$f":"IF(AND(ISBLANK(INDEX($G:$G,)), ISBLANK(INDEX($C:$C,))), \"\", 'PWS Records (System Entry)'!$D$4)","v":"LA1079001"},{"$f":"IF(AND(ISBLANK(INDEX($G:$G,)), ISBLANK(INDEX($C:$C,))), \"\", 'PWS Records (System Entry)'!$D$3)","v":"City of Alexandria Water System"},"1032 ROYCE DR BLDG 3613","ALEXANDRIA","LA",71303,10715495,31.321442000000001,-92.524548999999993,null,"Unknown","Not Applicable","Don't Know",null,null,null,"Unknown","Not Applicable",null,null,"Lead Status Unknown"]
[{"$f":"IF(AND(ISBLANK(INDEX($G:$G,)), ISBLANK(INDEX($C:$C,))), \"\", 'PWS Records (System Entry)'!$D$4)","v":"LA1079001"},{"$f":"IF(AND(ISBLANK(INDEX($G:$G,)), ISBLANK(INDEX($C:$C,))), \"\", 'PWS Records (System Entry)'!$D$3)","v":"City of Alexandria Water System"},"2736 SUMMERWOOD LN","ALEXANDRIA","LA",71303,10715494,31.315556300000001,-92.478250299999999,null,"Non-Lead - Plastic","Installation Date after Lead Ban","Don't Know",null,null,null,"Non-Lead - Plastic","Installation Date after Lead Ban",null,null,"Non-Lead"]
[{"$f":"IF(AND(ISBLANK(INDEX($G:$G,)), ISBLANK(INDEX($C:$C,))), \"\", 'PWS Records (System Entry)'!$D$4)","v":"LA1079001"},{"$f":"IF(AND(ISBLANK(INDEX($G:$G,)), ISBLANK(INDEX($C:$C,))), \"\", 'PWS Records (System Entry)'!$D$3)","v":"City of Alexandria Water System"},"1305 METRO DR","ALEXANDRIA","LA",71303,10715496,31.276966300000002,-92.479601900000006,null,"Unknown","Not Applicable","Don't Know",null,null,null,"Unknown","Not Applicable",null,null,"Lead Status Unknown"]
[{"$f":"IF(AND(ISBLANK(INDEX($G:$G,)), ISBLANK(INDEX($C:$C,))), \"\", 'PWS Records (System Entry)'!$D$4)","v":"LA1079001"},{"$f":"IF(AND(ISBLANK(INDEX($G:$G,)), ISBLANK(INDEX($C:$C,))), \"\", 'PWS Records (System Entry)'!$D$3)","v":"City of Alexandria Water System"},"2737 8TH ST","ALEXANDRIA","LA",71303,10715498,31.296628500000001,-92.4326303,null,"Unknown","Not Applicable","Don't Know",null,null,null,"Unknown","Not Applicable",null,null,"Lead Status Unknown"]
[{"$f":"IF(AND(ISBLANK(INDEX($G:$G,)), ISBLANK(INDEX($C:$C,))), \"\", 'PWS Records (System Entry)'!$D$4)","v":"LA1079001"},{"$f":"IF(AND(ISBLANK(INDEX($G:$G,)), ISBLANK(INDEX($C:$C,))), \"\", 'PWS Records (System Entry)'!$D$3)","v":"City of Alexandria Water System"},"1032 WISTERIA ST","ALEXANDRIA","LA",71303,10715497,31.304232200000001,-92.450726299999999,null,"Unknown","Not Applicable","Don't Know",null,null,null,"Unknown","Not Applicable",null,null,"Lead Status Unknown"]
[{"$f":"IF(AND(ISBLANK(INDEX($G:$G,)), ISBLANK(INDEX($C:$C,))), \"\", 'PWS Records (System Entry)'!$D$4)","v":"LA1079001"},{"$f":"IF(AND(ISBLANK(INDEX($G:$G,)), ISBLANK(INDEX($C:$C,))), \"\", 'PWS Records (System Entry)'!$D$3)","v":"City of Alexandria Water System"},"1305 NORMAN DR APT B","ALEXANDRIA","LA",71307,10715499,31.325223999999999,-92.522510199999999,null,"Unknown","Not Applicable","Don't Know",null,null,null,"Unknown","Not Applicable",null,null,"Lead Status Unknown"]
[{"$f":"IF(AND(ISBLANK(INDEX($G:$G,)), ISBLANK(INDEX($C:$C,))), \"\", 'PWS Records (System Entry)'!$D$4)","v":"LA1079001"},{"$f":"IF(AND(ISBLANK(INDEX($G:$G,)), ISBLANK(INDEX($C:$C,))), \"\", 'PWS Records (System Entry)'!$D$3)","v":"City of Alexandria Water System"},"1033 COUNCIL DR BLDG 4212-A","ALEXANDRIA","LA",71303,10715500,31.327136299999999,-92.521410099999997,null,"Unknown","Not Applicable","Don't Know",null,null,null,"Unknown","Not Applicable",null,null,"Lead Status Unknown"]
[{"$f":"IF(AND(ISBLANK(INDEX($G:$G,)), ISBLANK(INDEX($C:$C,))), \"\", 'PWS Records (System Entry)'!$D$4)","v":"LA1079001"},{"$f":"IF(AND(ISBLANK(INDEX($G:$G,)), ISBLANK(INDEX($C:$C,))), \"\", 'PWS Records (System Entry)'!$D$3)","v":"City of Alexandria Water System"},"2737 9TH ST","ALEXANDRIA","LA",71303,10715501,31.2959101,-92.433416800000003,null,"Unknown","Not Applicable","Don't Know",null,null,null,"Unknown","Not Applicable",null,null,"Lead Status Unknown"]
[{"$f":"IF(AND(ISBLANK(INDEX($G:$G,)), ISBLANK(INDEX($C:$C,))), \"\", 'PWS Records (System Entry)'!$D$4)","v":"LA1079001"},{"$f":"IF(AND(ISBLANK(INDEX($G:$G,)), ISBLANK(INDEX($C:$C,))), \"\", 'PWS Records (System Entry)'!$D$3)","v":"City of Alexandria Water System"},"1305 NORMAN DR APT A","ALEXANDRIA","LA",71303,10715502,31.325223999999999,-92.522510199999999,null,"Unknown","Not Applicable","Don't Know",null,null,null,"Unknown","Not Applicable",null,null,"Lead Status Unknown"]
[{"$f":"IF(AND(ISBLANK(INDEX($G:$G,)), ISBLANK(INDEX($C:$C,))), \"\", 'PWS Records (System Entry)'!$D$4)","v":"LA1079001"},{"$f":"IF(AND(ISBLANK(INDEX($G:$G,)), ISBLANK(INDEX($C:$C,))), \"\", 'PWS Records (System Entry)'!$D$3)","v":"City of Alexandria Water System"},"1033 SEBILLE DR","ALEXANDRIA","LA",71303,10715503,31.3162679,-92.525554,null,"Unknown","Not Applicable","Don't Know",null,null,null,"Unknown","Not Applicable",null,null,"Lead Status Unknown"]
[{"$f":"IF(AND(ISBLANK(INDEX($G:$G,)), ISBLANK(INDEX($C:$C,))), \"\", 'PWS Records (System Entry)'!$D$4)","v":"LA1079001"},{"$f":"IF(AND(ISBLANK(INDEX($G:$G,)), ISBLANK(INDEX($C:$C,))), \"\", 'PWS Records (System Entry)'!$D$3)","v":"City of Alexandria Water System"},"1305 PLANTATION DR","ALEXANDRIA","LA",71303,10715504,31.273045799999998,-92.482013100000003,null,"Unknown","Not Applicable","Don't Know",null,null,null,"Unknown","Not Applicable",null,null,"Lead Status Unknown"]
[{"$f":"IF(AND(ISBLANK(INDEX($G:$G,)), ISBLANK(INDEX($C:$C,))), \"\", 'PWS Records (System Entry)'!$D$4)","v":"LA1079001"},{"$f":"IF(AND(ISBLANK(INDEX($G:$G,)), ISBLANK(INDEX($C:$C,))), \"\", 'PWS Records (System Entry)'!$D$3)","v":"City of Alexandria Water System"},"2737 SUMMERWOOD LN","ALEXANDRIA","LA",71303,10715505,31.315652499999999,-92.478323000000003,null,"Non-Lead - Plastic","Installation Date after Lead Ban","Don't Know",null,null,null,"Non-Lead - Plastic","Installation Date after Lead Ban",null,null,"Non-Lead"]
[{"$f":"IF(AND(ISBLANK(INDEX($G:$G,)), ISBLANK(INDEX($C:$C,))), \"\", 'PWS Records (System Entry)'!$D$4)","v":"LA1079001"},{"$f":"IF(AND(ISBLANK(INDEX($G:$G,)), ISBLANK(INDEX($C:$C,))), \"\", 'PWS Records (System Entry)'!$D$3)","v":"City of Alexandria Water System"},"1034 ROYCE DR BLDG 3614","ALEXANDRIA","LA",71303,10715506,31.316597699999999,-92.523420599999994,null,"Unknown","Not Applicable","Don't Know",null,null,null,"Unknown","Not Applicable",null,null,"Lead Status Unknown"]
[{"$f":"IF(AND(ISBLANK(INDEX($G:$G,)), ISBLANK(INDEX($C:$C,))), \"\", 'PWS Records (System Entry)'!$D$4)","v":"LA1079001"},{"$f":"IF(AND(ISBLANK(INDEX($G:$G,)), ISBLANK(INDEX($C:$C,))), \"\", 'PWS Records (System Entry)'!$D$3)","v":"City of Alexandria Water System"},"1305 SHIRLAND AVE","ALEXANDRIA","LA",71303,10715507,31.312708600000001,-92.458400499999996,null,"Unknown","Not Applicable","Don't Know",null,null,null,"Unknown","Not Applicable",null,null,"Lead Status Unknown"]
[{"$f":"IF(AND(ISBLANK(INDEX($G:$G,)), ISBLANK(INDEX($C:$C,))), \"\", 'PWS Records (System Entry)'!$D$4)","v":"LA1079001"},{"$f":"IF(AND(ISBLANK(INDEX($G:$G,)), ISBLANK(INDEX($C:$C,))), \"\", 'PWS Records (System Entry)'!$D$3)","v":"City of Alexandria Water System"},"2738 8TH ST","ALEXANDRIA","LA",71303,10715508,31.2965877,-92.432666699999999,null,"Unknown","Not Applicable","Don't Know",null,null,null,"Unknown","Not Applicable",null,null,"Lead Status Unknown"]
[{"$f":"IF(AND(ISBLANK(INDEX($G:$G,)), ISBLANK(INDEX($C:$C,))), \"\", 'PWS Records (System Entry)'!$D$4)","v":"LA1079001"},{"$f":"IF(AND(ISBLANK(INDEX($G:$G,)), ISBLANK(INDEX($C:$C,))), \"\", 'PWS Records (System Entry)'!$D$3)","v":"City of Alexandria Water System"},"1036 ROYCE DR BLDG 3615","ALEXANDRIA","LA",71303,10715509,31.316827400000001,-92.523336,null,"Unknown","Not Applicable","Don't Know",null,null,null,"Unknown","Not Applicable",null,null,"Lead Status Unknown"]
[{"$f":"IF(AND(ISBLANK(INDEX($G:$G,)), ISBLANK(INDEX($C:$C,))), \"\", 'PWS Records (System Entry)'!$D$4)","v":"LA1079001"},{"$f":"IF(AND(ISBLANK(INDEX($G:$G,)), ISBLANK(INDEX($C:$C,))), \"\", 'PWS Records (System Entry)'!$D$3)","v":"City of Alexandria Water System"},"1305 W TEXAS AVE","ALEXANDRIA","LA",71303,10715510,31.288146300000001,-92.471987299999995,null,"Unknown","Not Applicable","Don't Know",null,null,null,"Unknown","Not Applicable",null,null,"Lead Status Unknown"]
[{"$f":"IF(AND(ISBLANK(INDEX($G:$G,)), ISBLANK(INDEX($C:$C,))), \"\", 'PWS Records (System Entry)'!$D$4)","v":"LA1079001"},{"$f":"IF(AND(ISBLANK(INDEX($G:$G,)), ISBLANK(INDEX($C:$C,))), \"\", 'PWS Records (System Entry)'!$D$3)","v":"City of Alexandria Water System"},"1305 W TEXAS AVE","ALEXANDRIA","LA",71303,10715513,31.288146300000001,-92.471987299999995,null,"Unknown","Not Applicable","Don't Know",null,null,null,"Unknown","Not Applicable",null,null,"Lead Status Unknown"]
[{"$f":"IF(AND(ISBLANK(INDEX($G:$G,)), ISBLANK(INDEX($C:$C,))), \"\", 'PWS Records (System Entry)'!$D$4)","v":"LA1079001"},{"$f":"IF(AND(ISBLANK(INDEX($G:$G,)), ISBLANK(INDEX($C:$C,))), \"\", 'PWS Records (System Entry)'!$D$3)","v":"City of Alexandria Water System"},"2739 8TH ST","ALEXANDRIA","LA",71303,10715511,31.296523000000001,-92.432480400000003,null,"Non-Lead - Other","Installation Date after Lead Ban","Don't Know",null,null,null,"Non-Lead - Other","Installation Date after Lead Ban",null,null,"Non-Lead"]
[{"$f":"IF(AND(ISBLANK(INDEX($G:$G,)), ISBLANK(INDEX($C:$C,))), \"\", 'PWS Records (System Entry)'!$D$4)","v":"LA1079001"},{"$f":"IF(AND(ISBLANK(INDEX($G:$G,)), ISBLANK(INDEX($C:$C,))), \"\", 'PWS Records (System Entry)'!$D$3)","v":"City of Alexandria Water System"},"104 BELLEAU WOOD BLVD","ALEXANDRIA","LA",71301,10715512,31.273984899999999,-92.499291200000002,null,"Non-Lead - Other","Installation Record (for example, tap card)","Don't Know",null,null,null,"Non-Lead - Other","Installation Record (for example, tap card)",null,null,"Non-Lead"]
[{"$f":"IF(AND(ISBLANK(INDEX($G:$G,)), ISBLANK(INDEX($C:$C,))), \"\", 'PWS Records (System Entry)'!$D$4)","v":"LA1079001"},{"$f":"IF(AND(ISBLANK(INDEX($G:$G,)), ISBLANK(INDEX($C:$C,))), \"\", 'PWS Records (System Entry)'!$D$3)","v":"City of Alexandria Water System"},"104 BELLEAU WOOD BLVD","ALEXANDRIA","LA",71301,10715514,31.273984899999999,-92.499291200000002,null,"Non-Lead - Other","Installation Record (for example, tap card)","Don't Know",null,null,null,"Non-Lead - Other","Installation Record (for example, tap card)",null,null,"Non-Lead"]
[{"$f":"IF(AND(ISBLANK(INDEX($G:$G,)), ISBLANK(INDEX($C:$C,))), \"\", 'PWS Records (System Entry)'!$D$4)","v":"LA1079001"},{"$f":"IF(AND(ISBLANK(INDEX($G:$G,)), ISBLANK(INDEX($C:$C,))), \"\", 'PWS Records (System Entry)'!$D$3)","v":"City of Alexandria Water System"},"2739 9TH ST","ALEXANDRIA","LA",71303,10715515,31.295851599999999,-92.433331199999998,null,"Unknown","Not Applicable","Don't Know",null,null,null,"Unknown","Not Applicable",null,null,"Lead Status Unknown"]
[{"$f":"IF(AND(ISBLANK(INDEX($G:$G,)), ISBLANK(INDEX($C:$C,))), \"\", 'PWS Records (System Entry)'!$D$4)","v":"LA1079001"},{"$f":"IF(AND(ISBLANK(INDEX($G:$G,)), ISBLANK(INDEX($C:$C,))), \"\", 'PWS Records (System Entry)'!$D$3)","v":"City of Alexandria Water System"},"1305 WINDSOR PL","ALEXANDRIA","LA",71303,10715516,31.281104599999999,-92.479378999999994,null,"Unknown","Not Applicable","Don't Know",null,null,null,"Unknown","Not Applicable",null,null,"Lead Status Unknown"]
[{"$f":"IF(AND(ISBLANK(INDEX($G:$G,)), ISBLANK(INDEX($C:$C,))), \"\", 'PWS Records (System Entry)'!$D$4)","v":"LA1079001"},{"$f":"IF(AND(ISBLANK(INDEX($G:$G,)), ISBLANK(INDEX($C:$C,))), \"\", 'PWS Records (System Entry)'!$D$3)","v":"City of Alexandria Water System"},"104 BENTLEY ST","ALEXANDRIA","LA",71303,10715517,31.303571600000001,-92.469485800000001,null,"Non-Lead - Plastic","Installation Record (for example, tap card)","Don't Know",null,null,null,"Unknown","Not Applicable",null,null,"Lead Status Unknown"]
[{"$f":"IF(AND(ISBLANK(INDEX($G:$G,)), ISBLANK(INDEX($C:$C,))), \"\", 'PWS Records (System Entry)'!$D$4)","v":"LA1079001"},{"$f":"IF(AND(ISBLANK(INDEX($G:$G,)), ISBLANK(INDEX($C:$C,))), \"\", 'PWS Records (System Entry)'!$D$3)","v":"City of Alexandria Water System"},"1306 ANNA LN","ALEXANDRIA","LA",71303,10715518,31.307379399999999,-92.4876419,null,"Non-Lead - Other","Installation Record (for example, tap card)","Don't Know",null,null,null,"Non-Lead - Other","Installation Record (for example, tap card)",null,null,"Non-Lead"]
[{"$f":"IF(AND(ISBLANK(INDEX($G:$G,)), ISBLANK(INDEX($C:$C,))), \"\", 'PWS Records (System Entry)'!$D$4)","v":"LA1079001"},{"$f":"IF(AND(ISBLANK(INDEX($G:$G,)), ISBLANK(INDEX($C:$C,))), \"\", 'PWS Records (System Entry)'!$D$3)","v":"City of Alexandria Water System"},"2740 7TH ST","ALEXANDRIA","LA",71303,10715519,31.2975745,-92.432249600000006,null,"Unknown","Not Applicable","Don't Know",null,null,null,"Unknown","Not Applicable",null,null,"Lead Status Unknown"]
[{"$f":"IF(AND(ISBLANK(INDEX($G:$G,)), ISBLANK(INDEX($C:$C,))), \"\", 'PWS Records (System Entry)'!$D$4)","v":"LA1079001"},{"$f":"IF(AND(ISBLANK(INDEX($G:$G,)), ISBLANK(INDEX($C:$C,))), \"\", 'PWS Records (System Entry)'!$D$3)","v":"City of Alexandria Water System"},"104 BOLTON AVE","ALEXANDRIA","LA",71303,10715520,31.3090194,-92.459667800000005,null,"Unknown","Not Applicable","Don't Know",null,null,null,"Unknown","Not Applicable",null,null,"Lead Status Unknown"]
[{"$f":"IF(AND(ISBLANK(INDEX($G:$G,)), ISBLANK(INDEX($C:$C,))), \"\", 'PWS Records (System Entry)'!$D$4)","v":"LA1079001"},{"$f":"IF(AND(ISBLANK(INDEX($G:$G,)), ISBLANK(INDEX($C:$C,))), \"\", 'PWS Records (System Entry)'!$D$3)","v":"City of Alexandria Water System"},"1306 AUTUMN ORCHARD LOOP","ALEXANDRIA","LA",71303,10715521,31.343655200000001,-92.5096475,null,"Non-Lead - Plastic","Installation Date after Lead Ban","Don't Know",null,null,null,"Non-Lead - Plastic","Installation Date after Lead Ban",null,null,"Non-Lead"]
[{"$f":"IF(AND(ISBLANK(INDEX($G:$G,)), ISBLANK(INDEX($C:$C,))), \"\", 'PWS Records (System Entry)'!$D$4)","v":"LA1079001"},{"$f":"IF(AND(ISBLANK(INDEX($G:$G,)), ISBLANK(INDEX($C:$C,))), \"\", 'PWS Records (System Entry)'!$D$3)","v":"City of Alexandria Water System"},"2740 8TH ST","ALEXANDRIA","LA",71303,10715522,31.2965123,-92.432559600000005,null,"Unknown","Not Applicable","Don't Know",null,null,null,"Unknown","Not Applicable",null,null,"Lead Status Unknown"]
[{"$f":"IF(AND(ISBLANK(INDEX($G:$G,)), ISBLANK(INDEX($C:$C,))), \"\", 'PWS Records (System Entry)'!$D$4)","v":"LA1079001"},{"$f":"IF(AND(ISBLANK(INDEX($G:$G,)), ISBLANK(INDEX($C:$C,))), \"\", 'PWS Records (System Entry)'!$D$3)","v":"City of Alexandria Water System"},"104 COLONIAL DR","ALEXANDRIA","LA",71303,10715523,31.303021099999999,-92.470340699999994,null,"Non-Lead - Plastic","Installation Record (for example, tap card)","Don't Know",null,null,null,"Unknown","Not Applicable",null,null,"Lead Status Unknown"]
[{"$f":"IF(AND(ISBLANK(INDEX($G:$G,)), ISBLANK(INDEX($C:$C,))), \"\", 'PWS Records (System Entry)'!$D$4)","v":"LA1079001"},{"$f":"IF(AND(ISBLANK(INDEX($G:$G,)), ISBLANK(INDEX($C:$C,))), \"\", 'PWS Records (System Entry)'!$D$3)","v":"City of Alexandria Water System"},"1306 PARK AVE","ALEXANDRIA","LA",71303,10715524,31.309155199999999,-92.454901000000007,null,"Unknown","Not Applicable","Don't Know",null,null,null,"Unknown","Not Applicable",null,null,"Lead Status Unknown"]
[{"$f":"IF(AND(ISBLANK(INDEX($G:$G,)), ISBLANK(INDEX($C:$C,))), \"\", 'PWS Records (System Entry)'!$D$4)","v":"LA1079001"},{"$f":"IF(AND(ISBLANK(INDEX($G:$G,)), ISBLANK(INDEX($C:$C,))), \"\", 'PWS Records (System Entry)'!$D$3)","v":"City of Alexandria Water System"},"2740 9TH ST","ALEXANDRIA","LA",71303,10715525,31.295711399999998,-92.433222299999997,null,"Unknown","Not Applicable","Don't Know",null,null,null,"Unknown","Not Applicable",null,null,"Lead Status Unknown"]
[{"$f":"IF(AND(ISBLANK(INDEX($G:$G,)), ISBLANK(INDEX($C:$C,))), \"\", 'PWS Records (System Entry)'!$D$4)","v":"LA1079001"},{"$f":"IF(AND(ISBLANK(INDEX($G:$G,)), ISBLANK(INDEX($C:$C,))), \"\", 'PWS Records (System Entry)'!$D$3)","v":"City of Alexandria Water System"},"104 CONSTITUTION BLVD","ALEXANDRIA","LA",71301,10715526,31.299284700000001,-92.486157800000001,null,"Unknown","Not Applicable","Don't Know",null,null,null,"Unknown","Not Applicable",null,null,"Lead Status Unknown"]
[{"$f":"IF(AND(ISBLANK(INDEX($G:$G,)), ISBLANK(INDEX($C:$C,))), \"\", 'PWS Records (System Entry)'!$D$4)","v":"LA1079001"},{"$f":"IF(AND(ISBLANK(INDEX($G:$G,)), ISBLANK(INDEX($C:$C,))), \"\", 'PWS Records (System Entry)'!$D$3)","v":"City of Alexandria Water System"},"1306 PLANTATION DR","ALEXANDRIA","LA",71303,10715527,31.273040099999999,-92.482067499999999,null,"Unknown","Not Applicable","Don't Know",null,null,null,"Unknown","Not Applicable",null,null,"Lead Status Unknown"]
[{"$f":"IF(AND(ISBLANK(INDEX($G:$G,)), ISBLANK(INDEX($C:$C,))), \"\", 'PWS Records (System Entry)'!$D$4)","v":"LA1079001"},{"$f":"IF(AND(ISBLANK(INDEX($G:$G,)), ISBLANK(INDEX($C:$C,))), \"\", 'PWS Records (System Entry)'!$D$3)","v":"City of Alexandria Water System"},"2740 MILL ST","ALEXANDRIA","LA",71303,10715528,31.288214100000001,-92.445904499999997,null,"Unknown","Not Applicable","Don't Know",null,null,null,"Unknown","Not Applicable",null,null,"Lead Status Unknown"]
[{"$f":"IF(AND(ISBLANK(INDEX($G:$G,)), ISBLANK(INDEX($C:$C,))), \"\", 'PWS Records (System Entry)'!$D$4)","v":"LA1079001"},{"$f":"IF(AND(ISBLANK(INDEX($G:$G,)), ISBLANK(INDEX($C:$C,))), \"\", 'PWS Records (System Entry)'!$D$3)","v":"City of Alexandria Water System"},"104 FOX FIRE LN","ALEXANDRIA","LA",71303,10715529,31.2057015,-92.410759999999996,null,"Non-Lead - Other","Installation Record (for example, tap card)","Don't Know",null,null,null,"Non-Lead - Other","Installation Record (for example, tap card)",null,null,"Non-Lead"]
[{"$f":"IF(AND(ISBLANK(INDEX($G:$G,)), ISBLANK(INDEX($C:$C,))), \"\", 'PWS Records (System Entry)'!$D$4)","v":"LA1079001"},{"$f":"IF(AND(ISBLANK(INDEX($G:$G,)), ISBLANK(INDEX($C:$C,))), \"\", 'PWS Records (System Entry)'!$D$3)","v":"City of Alexandria Water System"},"1307 CHARLTON ST","ALEXANDRIA","LA",71303,10715530,31.286215299999999,-92.471691800000002,null,"Unknown","Not Applicable","Don't Know",null,null,null,"Unknown","Not Applicable",null,null,"Lead Status Unknown"]
[{"$f":"IF(AND(ISBLANK(INDEX($G:$G,)), ISBLANK(INDEX($C:$C,))), \"\", 'PWS Records (System Entry)'!$D$4)","v":"LA1079001"},{"$f":"IF(AND(ISBLANK(INDEX($G:$G,)), ISBLANK(INDEX($C:$C,))), \"\", 'PWS Records (System Entry)'!$D$3)","v":"City of Alexandria Water System"},"2740 SUMMERWOOD LN","ALEXANDRIA","LA",71303,10715531,31.315647599999998,-92.478084600000003,null,"Non-Lead - Plastic","Installation Date after Lead Ban","Don't Know",null,null,null,"Non-Lead - Plastic","Installation Date after Lead Ban",null,null,"Non-Lead"]
[{"$f":"IF(AND(ISBLANK(INDEX($G:$G,)), ISBLANK(INDEX($C:$C,))), \"\", 'PWS Records (System Entry)'!$D$4)","v":"LA1079001"},{"$f":"IF(AND(ISBLANK(INDEX($G:$G,)), ISBLANK(INDEX($C:$C,))), \"\", 'PWS Records (System Entry)'!$D$3)","v":"City of Alexandria Water System"},"104 GEORGETOWN DR","ALEXANDRIA","LA",71303,10715532,31.303107199999999,-92.485434400000003,null,"Unknown","Not Applicable","Don't Know",null,null,null,"Unknown","Not Applicable",null,null,"Lead Status Unknown"]
[{"$f":"IF(AND(ISBLANK(INDEX($G:$G,)), ISBLANK(INDEX($C:$C,))), \"\", 'PWS Records (System Entry)'!$D$4)","v":"LA1079001"},{"$f":"IF(AND(ISBLANK(INDEX($G:$G,)), ISBLANK(INDEX($C:$C,))), \"\", 'PWS Records (System Entry)'!$D$3)","v":"City of Alexandria Water System"},"1307 MARTHA LN","ALEXANDRIA","LA",71303,10715533,31.322582499999999,-92.472755399999997,null,"Non-Lead - Plastic","Installation Record (for example, tap card)","Don't Know",null,null,null,"Unknown","Not Applicable",null,null,"Lead Status Unknown"]
[{"$f":"IF(AND(ISBLANK(INDEX($G:$G,)), ISBLANK(INDEX($C:$C,))), \"\", 'PWS Records (System Entry)'!$D$4)","v":"LA1079001"},{"$f":"IF(AND(ISBLANK(INDEX($G:$G,)), ISBLANK(INDEX($C:$C,))), \"\", 'PWS Records (System Entry)'!$D$3)","v":"City of Alexandria Water System"},"2741 HILL ST","ALEXANDRIA","LA",71303,10715534,31.292340100000001,-92.465495399999995,null,"Unknown","Not Applicable","Don't Know",null,null,null,"Unknown","Not Applicable",null,null,"Lead Status Unknown"]
[{"$f":"IF(AND(ISBLANK(INDEX($G:$G,)), ISBLANK(INDEX($C:$C,))), \"\", 'PWS Records (System Entry)'!$D$4)","v":"LA1079001"},{"$f":"IF(AND(ISBLANK(INDEX($G:$G,)), ISBLANK(INDEX($C:$C,))), \"\", 'PWS Records (System Entry)'!$D$3)","v":"City of Alexandria Water System"},"2741 HILL ST","ALEXANDRIA","LA",71303,10715537,31.292340100000001,-92.465495399999995,null,"Unknown","Not Applicable","Don't Know",null,null,null,"Unknown","Not Applicable",null,null,"Lead Status Unknown"]
[{"$f":"IF(AND(ISBLANK(INDEX($G:$G,)), ISBLANK(INDEX($C:$C,))), \"\", 'PWS Records (System Entry)'!$D$4)","v":"LA1079001"},{"$f":"IF(AND(ISBLANK(INDEX($G:$G,)), ISBLANK(INDEX($C:$C,))), \"\", 'PWS Records (System Entry)'!$D$3)","v":"City of Alexandria Water System"},"104 GREATRIDGE CIR","ALEXANDRIA","LA",71301,10715536,31.231829999999999,-92.438939000000005,null,"Non-Lead - Other","Installation Record (for example, tap card)","Don't Know",null,null,null,"Non-Lead - Other","Installation Record (for example, tap card)",null,null,"Non-Lead"]
[{"$f":"IF(AND(ISBLANK(INDEX($G:$G,)), ISBLANK(INDEX($C:$C,))), \"\", 'PWS Records (System Entry)'!$D$4)","v":"LA1079001"},{"$f":"IF(AND(ISBLANK(INDEX($G:$G,)), ISBLANK(INDEX($C:$C,))), \"\", 'PWS Records (System Entry)'!$D$3)","v":"City of Alexandria Water System"},"1307 PETERMAN DR UNIT 4","ALEXANDRIA","LA",71303,10715535,31.276197799999998,-92.480856399999993,null,"Unknown","Not Applicable","Don't Know",null,null,null,"Unknown","Not Applicable",null,null,"Lead Status Unknown"]
[{"$f":"IF(AND(ISBLANK(INDEX($G:$G,)), ISBLANK(INDEX($C:$C,))), \"\", 'PWS Records (System Entry)'!$D$4)","v":"LA1079001"},{"$f":"IF(AND(ISBLANK(INDEX($G:$G,)), ISBLANK(INDEX($C:$C,))), \"\", 'PWS Records (System Entry)'!$D$3)","v":"City of Alexandria Water System"},"104 HEYMAN LN","ALEXANDRIA","LA",71303,10715538,31.297258200000002,-92.486962500000004,null,"Unknown","Not Applicable","Don't Know",null,null,null,"Unknown","Not Applicable",null,null,"Lead Status Unknown"]
[{"$f":"IF(AND(ISBLANK(INDEX($G:$G,)), ISBLANK(INDEX($C:$C,))), \"\", 'PWS Records (System Entry)'!$D$4)","v":"LA1079001"},{"$f":"IF(AND(ISBLANK(INDEX($G:$G,)), ISBLANK(INDEX($C:$C,))), \"\", 'PWS Records (System Entry)'!$D$3)","v":"City of Alexandria Water System"},"1307 TEXAS AVE","ALEXANDRIA","LA",71303,10715539,31.288131100000001,-92.4718424,null,"Unknown","Not Applicable","Don't Know",null,null,null,"Unknown","Not Applicable",null,null,"Lead Status Unknown"]
[{"$f":"IF(AND(ISBLANK(INDEX($G:$G,)), ISBLANK(INDEX($C:$C,))), \"\", 'PWS Records (System Entry)'!$D$4)","v":"LA1079001"},{"$f":"IF(AND(ISBLANK(INDEX($G:$G,)), ISBLANK(INDEX($C:$C,))), \"\", 'PWS Records (System Entry)'!$D$3)","v":"City of Alexandria Water System"},"104 HOPE ST UNIT B","ALEXANDRIA","LA",71301,10715540,31.310824400000001,-92.463821300000006,null,"Unknown","Not Applicable","Don't Know",null,null,null,"Unknown","Not Applicable",null,null,"Lead Status Unknown"]
[{"$f":"IF(AND(ISBLANK(INDEX($G:$G,)), ISBLANK(INDEX($C:$C,))), \"\", 'PWS Records (System Entry)'!$D$4)","v":"LA1079001"},{"$f":"IF(AND(ISBLANK(INDEX($G:$G,)), ISBLANK(INDEX($C:$C,))), \"\", 'PWS Records (System Entry)'!$D$3)","v":"City of Alexandria Water System"},"2741 SUMMERWOOD LN","ALEXANDRIA","LA",71303,10715542,31.315743900000001,-92.478157300000007,null,"Non-Lead - Plastic","Installation Date after Lead Ban","Don't Know",null,null,null,"Non-Lead - Plastic","Installation Date after Lead Ban",null,null,"Non-Lead"]
[{"$f":"IF(AND(ISBLANK(INDEX($G:$G,)), ISBLANK(INDEX($C:$C,))), \"\", 'PWS Records (System Entry)'!$D$4)","v":"LA1079001"},{"$f":"IF(AND(ISBLANK(INDEX($G:$G,)), ISBLANK(INDEX($C:$C,))), \"\", 'PWS Records (System Entry)'!$D$3)","v":"City of Alexandria Water System"},"1307 WARSHAUER ST","ALEXANDRIA","LA",71303,10715541,31.292923699999999,-92.448068699999993,null,"Non-Lead - Other","Installation Date after Lead Ban","Don't Know",null,null,null,"Non-Lead - Other","Installation Date after Lead Ban",null,null,"Non-Lead"]
[{"$f":"IF(AND(ISBLANK(INDEX($G:$G,)), ISBLANK(INDEX($C:$C,))), \"\", 'PWS Records (System Entry)'!$D$4)","v":"LA1079001"},{"$f":"IF(AND(ISBLANK(INDEX($G:$G,)), ISBLANK(INDEX($C:$C,))), \"\", 'PWS Records (System Entry)'!$D$3)","v":"City of Alexandria Water System"},"104 N 3RD ST","ALEXANDRIA","LA",71303,10715543,31.3173618,-92.452629700000003,null,"Unknown","Not Applicable","Don't Know",null,null,null,"Unknown","Not Applicable",null,null,"Lead Status Unknown"]
[{"$f":"IF(AND(ISBLANK(INDEX($G:$G,)), ISBLANK(INDEX($C:$C,))), \"\", 'PWS Records (System Entry)'!$D$4)","v":"LA1079001"},{"$f":"IF(AND(ISBLANK(INDEX($G:$G,)), ISBLANK(INDEX($C:$C,))), \"\", 'PWS Records (System Entry)'!$D$3)","v":"City of Alexandria Water System"},"2743 3RD ST","ALEXANDRIA","LA",71303,10715544,31.299711200000001,-92.429850500000001,null,"Unknown","Not Applicable","Don't Know",null,null,null,"Unknown","Not Applicable",null,null,"Lead Status Unknown"]
[{"$f":"IF(AND(ISBLANK(INDEX($G:$G,)), ISBLANK(INDEX($C:$C,))), \"\", 'PWS Records (System Entry)'!$D$4)","v":"LA1079001"},{"$f":"IF(AND(ISBLANK(INDEX($G:$G,)), ISBLANK(INDEX($C:$C,))), \"\", 'PWS Records (System Entry)'!$D$3)","v":"City of Alexandria Water System"},"1307 WINDSOR PL","ALEXANDRIA","LA",71303,10715545,31.280881399999998,-92.478844100000003,null,"Unknown","Not Applicable","Don't Know",null,null,null,"Unknown","Not Applicable",null,null,"Lead Status Unknown"]
[{"$f":"IF(AND(ISBLANK(INDEX($G:$G,)), ISBLANK(INDEX($C:$C,))), \"\", 'PWS Records (System Entry)'!$D$4)","v":"LA1079001"},{"$f":"IF(AND(ISBLANK(INDEX($G:$G,)), ISBLANK(INDEX($C:$C,))), \"\", 'PWS Records (System Entry)'!$D$3)","v":"City of Alexandria Water System"},"104 N 3RD ST","ALEXANDRIA","LA",71303,10715546,31.3173618,-92.452629700000003,null,"Unknown","Not Applicable","Don't Know",null,null,null,"Unknown","Not Applicable",null,null,"Lead Status Unknown"]
[{"$f":"IF(AND(ISBLANK(INDEX($G:$G,)), ISBLANK(INDEX($C:$C,))), \"\", 'PWS Records (System Entry)'!$D$4)","v":"LA1079001"},{"$f":"IF(AND(ISBLANK(INDEX($G:$G,)), ISBLANK(INDEX($C:$C,))), \"\", 'PWS Records (System Entry)'!$D$3)","v":"City of Alexandria Water System"},"2743 9TH ST","ALEXANDRIA","LA",71303,10715547,31.295676700000001,-92.433074700000006,null,"Unknown","Not Applicable","Don't Know",null,null,null,"Unknown","Not Applicable",null,null,"Lead Status Unknown"]
[{"$f":"IF(AND(ISBLANK(INDEX($G:$G,)), ISBLANK(INDEX($C:$C,))), \"\", 'PWS Records (System Entry)'!$D$4)","v":"LA1079001"},{"$f":"IF(AND(ISBLANK(INDEX($G:$G,)), ISBLANK(INDEX($C:$C,))), \"\", 'PWS Records (System Entry)'!$D$3)","v":"City of Alexandria Water System"},"1308 APPLEWHITE ST","ALEXANDRIA","LA",71303,10715548,31.294987200000001,-92.439618199999998,null,"Unknown","Not Applicable","Don't Know",null,null,null,"Unknown","Not Applicable",null,null,"Lead Status Unknown"]
[{"$f":"IF(AND(ISBLANK(INDEX($G:$G,)), ISBLANK(INDEX($C:$C,))), \"\", 'PWS Records (System Entry)'!$D$4)","v":"LA1079001"},{"$f":"IF(AND(ISBLANK(INDEX($G:$G,)), ISBLANK(INDEX($C:$C,))), \"\", 'PWS Records (System Entry)'!$D$3)","v":"City of Alexandria Water System"},"104 PARK PLACE DR","ALEXANDRIA","LA",71303,10715549,31.286728499999999,-92.462918900000005,null,"Unknown","Not Applicable","Don't Know",null,null,null,"Unknown","Not Applicable",null,null,"Lead Status Unknown"]
[{"$f":"IF(AND(ISBLANK(INDEX($G:$G,)), ISBLANK(INDEX($C:$C,))), \"\", 'PWS Records (System Entry)'!$D$4)","v":"LA1079001"},{"$f":"IF(AND(ISBLANK(INDEX($G:$G,)), ISBLANK(INDEX($C:$C,))), \"\", 'PWS Records (System Entry)'!$D$3)","v":"City of Alexandria Water System"},"2744 7TH ST","ALEXANDRIA","LA",71303,10715550,31.297574900000001,-92.432248799999996,null,"Non-Lead - Other","Installation Date after Lead Ban","Don't Know",null,null,null,"Non-Lead - Other","Installation Date after Lead Ban",null,null,"Non-Lead"]
[{"$f":"IF(AND(ISBLANK(INDEX($G:$G,)), ISBLANK(INDEX($C:$C,))), \"\", 'PWS Records (System Entry)'!$D$4)","v":"LA1079001"},{"$f":"IF(AND(ISBLANK(INDEX($G:$G,)), ISBLANK(INDEX($C:$C,))), \"\", 'PWS Records (System Entry)'!$D$3)","v":"City of Alexandria Water System"},"1308 BONAIRE TRCE","ALEXANDRIA","LA",71303,10715551,31.307989899999999,-92.486672100000007,null,"Non-Lead - Other","Installation Record (for example, tap card)","Don't Know",null,null,null,"Non-Lead - Other","Installation Record (for example, tap card)",null,null,"Non-Lead"]
[{"$f":"IF(AND(ISBLANK(INDEX($G:$G,)), ISBLANK(INDEX($C:$C,))), \"\", 'PWS Records (System Entry)'!$D$4)","v":"LA1079001"},{"$f":"IF(AND(ISBLANK(INDEX($G:$G,)), ISBLANK(INDEX($C:$C,))), \"\", 'PWS Records (System Entry)'!$D$3)","v":"City of Alexandria Water System"},"104 PARK PLACE DR","ALEXANDRIA","LA",71303,10715554,31.286728499999999,-92.462918900000005,null,"Unknown","Not Applicable","Don't Know",null,null,null,"Unknown","Not Applicable",null,null,"Lead Status Unknown"]
[{"$f":"IF(AND(ISBLANK(INDEX($G:$G,)), ISBLANK(INDEX($C:$C,))), \"\", 'PWS Records (System Entry)'!$D$4)","v":"LA1079001"},{"$f":"IF(AND(ISBLANK(INDEX($G:$G,)), ISBLANK(INDEX($C:$C,))), \"\", 'PWS Records (System Entry)'!$D$3)","v":"City of Alexandria Water System"},"2744 8TH ST","ALEXANDRIA","LA",71303,10715552,31.296468300000001,-92.4324972,null,"Unknown","Not Applicable","Don't Know",null,null,null,"Unknown","Not Applicable",null,null,"Lead Status Unknown"]
[{"$f":"IF(AND(ISBLANK(INDEX($G:$G,)), ISBLANK(INDEX($C:$C,))), \"\", 'PWS Records (System Entry)'!$D$4)","v":"LA1079001"},{"$f":"IF(AND(ISBLANK(INDEX($G:$G,)), ISBLANK(INDEX($C:$C,))), \"\", 'PWS Records (System Entry)'!$D$3)","v":"City of Alexandria Water System"},"1308 DORCHESTER DR","ALEXANDRIA","LA",71303,10715553,31.282399699999999,-92.478504299999997,null,"Unknown","Not Applicable","Don't Know",null,null,null,"Unknown","Not Applicable",null,null,{"$f":"IF(AND(INDEX($K:$K,)=\"\", INDEX($L:$L,)=\"\", INDEX($M:$M,)=\"\", INDEX($Q:$Q,)=\"\", INDEX($R:$R,)=\"\"), \"\", IF(OR(INDEX($K:$K,)=\"Lead\",INDEX($Q:$Q,)=\"Lead\"),\"Lead\",IF(OR(AND(OR(INDEX($M:$M,)=\"Yes\", INDEX($M:$M,)=\"Don't Know\", INDEX($M:$M,)=\"\"), INDEX($Q:$Q,)=\"Galvanized Iron/Steel\"), AND(INDEX($K:$K,)=\"Unknown\", INDEX($M:$M,)=\"No\", INDEX($Q:$Q,)=\"Galvanized Iron/Steel\")), \"Galvanized Requiring Replacement\", IF(OR(AND(OR(INDEX($K:$K,)=\"Galvanized Iron/Steel\", INDEX($K:$K,)=\"Non-Lead - Copper\", INDEX($K:$K,)=\"Non-Lead - Plastic\", INDEX($K:$K,)=\"Non-Lead - Other\", INDEX($K:$K,)=\"Non-Lead - Material Unknown\", INDEX($K:$K,)=\"No System Owned Portion\"), OR(INDEX($Q:$Q,)=\"Galvanized Iron/Steel\", INDEX($Q:$Q,)=\"Non-Lead - Copper\", INDEX($Q:$Q,)=\"Non-Lead - Plastic\", INDEX($Q:$Q,)=\"Non-Lead - Other\", INDEX($Q:$Q,)=\"Non-Lead - Predictive Model\", INDEX($Q:$Q,)=\"No Customer Owned Portion\")), AND(OR( INDEX($K:$K,)=\"Galvanized Iron/Steel\", INDEX($K:$K,)=\"Non-Lead - Copper\", INDEX($K:$K,)=\"Non-Lead - Plastic\", INDEX($K:$K,)=\"Non-Lead - Other\", INDEX($K:$K,)=\"Non-Lead - Material Unknown\", INDEX($K:$K,)=\"No System Owned Portion\"), INDEX($M:$M,)=\"No\", INDEX($Q:$Q,)=\"Non-Lead - Material Unknown\")), \"Non-Lead\", \"Lead Status Unknown\"))))","v":"Lead Status Unknown"}]
[{"$f":"IF(AND(ISBLANK(INDEX($G:$G,)), ISBLANK(INDEX($C:$C,))), \"\", 'PWS Records (System Entry)'!$D$4)","v":"LA1079001"},{"$f":"IF(AND(ISBLANK(INDEX($G:$G,)), ISBLANK(INDEX($C:$C,))), \"\", 'PWS Records (System Entry)'!$D$3)","v":"City of Alexandria Water System"},"2744 SUMMERWOOD LN","ALEXANDRIA","LA",71303,10715556,31.315739000000001,-92.477918900000006,null,"Non-Lead - Plastic","Installation Date after Lead Ban","Don't Know",null,null,null,"Non-Lead - Plastic","Installation Date after Lead Ban",null,null,"Non-Lead"]
[{"$f":"IF(AND(ISBLANK(INDEX($G:$G,)), ISBLANK(INDEX($C:$C,))), \"\", 'PWS Records (System Entry)'!$D$4)","v":"LA1079001"},{"$f":"IF(AND(ISBLANK(INDEX($G:$G,)), ISBLANK(INDEX($C:$C,))), \"\", 'PWS Records (System Entry)'!$D$3)","v":"City of Alexandria Water System"},"1308 ENTERPRISE RD APT 3","ALEXANDRIA","LA",71303,10715555,31.3217073,-92.469101199999997,null,"Unknown","Not Applicable","Don't Know",null,null,null,"Unknown","Not Applicable",null,null,"Lead Status Unknown"]
[{"$f":"IF(AND(ISBLANK(INDEX($G:$G,)), ISBLANK(INDEX($C:$C,))), \"\", 'PWS Records (System Entry)'!$D$4)","v":"LA1079001"},{"$f":"IF(AND(ISBLANK(INDEX($G:$G,)), ISBLANK(INDEX($C:$C,))), \"\", 'PWS Records (System Entry)'!$D$3)","v":"City of Alexandria Water System"},"104 RAGAN DR","ALEXANDRIA","LA",71303,10715557,31.271709999999999,-92.500343299999997,null,"Unknown","Not Applicable","Don't Know",null,null,null,"Unknown","Not Applicable",null,null,"Lead Status Unknown"]
[{"$f":"IF(AND(ISBLANK(INDEX($G:$G,)), ISBLANK(INDEX($C:$C,))), \"\", 'PWS Records (System Entry)'!$D$4)","v":"LA1079001"},{"$f":"IF(AND(ISBLANK(INDEX($G:$G,)), ISBLANK(INDEX($C:$C,))), \"\", 'PWS Records (System Entry)'!$D$3)","v":"City of Alexandria Water System"},"1308 ENTERPRISE RD APT 2","ALEXANDRIA","LA",71303,10715558,31.3217073,-92.469101199999997,null,"Unknown","Not Applicable","Don't Know",null,null,null,"Unknown","Not Applicable",null,null,"Lead Status Unknown"]
[{"$f":"IF(AND(ISBLANK(INDEX($G:$G,)), ISBLANK(INDEX($C:$C,))), \"\", 'PWS Records (System Entry)'!$D$4)","v":"LA1079001"},{"$f":"IF(AND(ISBLANK(INDEX($G:$G,)), ISBLANK(INDEX($C:$C,))), \"\", 'PWS Records (System Entry)'!$D$3)","v":"City of Alexandria Water System"},"2746 9TH ST","ALEXANDRIA","LA",71303,10715559,31.295626800000001,-92.433098099999995,null,"Unknown","Not Applicable","Don't Know",null,null,null,"Unknown","Not Applicable",null,null,"Lead Status Unknown"]
[{"$f":"IF(AND(ISBLANK(INDEX($G:$G,)), ISBLANK(INDEX($C:$C,))), \"\", 'PWS Records (System Entry)'!$D$4)","v":"LA1079001"},{"$f":"IF(AND(ISBLANK(INDEX($G:$G,)), ISBLANK(INDEX($C:$C,))), \"\", 'PWS Records (System Entry)'!$D$3)","v":"City of Alexandria Water System"},"104 RIDGEDALE DR","ALEXANDRIA","LA",71303,10715560,31.233733999999998,-92.439368999999999,null,"Non-Lead - Other","Installation Record (for example, tap card)","Don't Know",null,null,null,"Non-Lead - Other","Installation Record (for example, tap card)",null,null,"Non-Lead"]
[{"$f":"IF(AND(ISBLANK(INDEX($G:$G,)), ISBLANK(INDEX($C:$C,))), \"\", 'PWS Records (System Entry)'!$D$4)","v":"LA1079001"},{"$f":"IF(AND(ISBLANK(INDEX($G:$G,)), ISBLANK(INDEX($C:$C,))), \"\", 'PWS Records (System Entry)'!$D$3)","v":"City of Alexandria Water System"},"1308 ENTERPRISE RD APT 1","ALEXANDRIA","LA",71303,10715561,31.3217073,-92.469101199999997,null,"Unknown","Not Applicable","Don't Know",null,null,null,"Unknown","Not Applicable",null,null,"Lead Status Unknown"]
[{"$f":"IF(AND(ISBLANK(INDEX($G:$G,)), ISBLANK(INDEX($C:$C,))), \"\", 'PWS Records (System Entry)'!$D$4)","v":"LA1079001"},{"$f":"IF(AND(ISBLANK(INDEX($G:$G,)), ISBLANK(INDEX($C:$C,))), \"\", 'PWS Records (System Entry)'!$D$3)","v":"City of Alexandria Water System"},"2748 MILL ST","ALEXANDRIA","LA",71303,10715562,31.287994099999999,-92.445925399999993,null,"Unknown","Not Applicable","Don't Know",null,null,null,"Unknown","Not Applicable",null,null,"Lead Status Unknown"]
[{"$f":"IF(AND(ISBLANK(INDEX($G:$G,)), ISBLANK(INDEX($C:$C,))), \"\", 'PWS Records (System Entry)'!$D$4)","v":"LA1079001"},{"$f":"IF(AND(ISBLANK(INDEX($G:$G,)), ISBLANK(INDEX($C:$C,))), \"\", 'PWS Records (System Entry)'!$D$3)","v":"City of Alexandria Water System"},"1308 FRANK ANDREWS BLVD BLDG 606","ALEXANDRIA","LA",71303,10715563,31.3241339,-92.538812500000006,null,"Unknown","Not Applicable","Don't Know",null,null,null,"Unknown","Not Applicable",null,null,"Lead Status Unknown"]
[{"$f":"IF(AND(ISBLANK(INDEX($G:$G,)), ISBLANK(INDEX($C:$C,))), \"\", 'PWS Records (System Entry)'!$D$4)","v":"LA1079001"},{"$f":"IF(AND(ISBLANK(INDEX($G:$G,)), ISBLANK(INDEX($C:$C,))), \"\", 'PWS Records (System Entry)'!$D$3)","v":"City of Alexandria Water System"},"104 TERRA AVE","ALEXANDRIA","LA",71303,10715564,31.273094,-92.499671899999996,null,"Unknown","Not Applicable","Don't Know",null,null,null,"Unknown","Not Applicable",null,null,"Lead Status Unknown"]
[{"$f":"IF(AND(ISBLANK(INDEX($G:$G,)), ISBLANK(INDEX($C:$C,))), \"\", 'PWS Records (System Entry)'!$D$4)","v":"LA1079001"},{"$f":"IF(AND(ISBLANK(INDEX($G:$G,)), ISBLANK(INDEX($C:$C,))), \"\", 'PWS Records (System Entry)'!$D$3)","v":"City of Alexandria Water System"},"2748 SUMMERWOOD LN","ALEXANDRIA","LA",71303,10715565,31.315900200000002,-92.477779799999993,null,"Non-Lead - Plastic","Installation Date after Lead Ban","Don't Know",null,null,null,"Non-Lead - Plastic","Installation Date after Lead Ban",null,null,"Non-Lead"]
[{"$f":"IF(AND(ISBLANK(INDEX($G:$G,)), ISBLANK(INDEX($C:$C,))), \"\", 'PWS Records (System Entry)'!$D$4)","v":"LA1079001"},{"$f":"IF(AND(ISBLANK(INDEX($G:$G,)), ISBLANK(INDEX($C:$C,))), \"\", 'PWS Records (System Entry)'!$D$3)","v":"City of Alexandria Water System"},"1308 MARTHA LN","ALEXANDRIA","LA",71303,10715567,31.322870500000001,-92.472935800000002,null,"Non-Lead - Plastic","Installation Record (for example, tap card)","Don't Know",null,null,null,"Unknown","Not Applicable",null,null,"Lead Status Unknown"]
[{"$f":"IF(AND(ISBLANK(INDEX($G:$G,)), ISBLANK(INDEX($C:$C,))), \"\", 'PWS Records (System Entry)'!$D$4)","v":"LA1079001"},{"$f":"IF(AND(ISBLANK(INDEX($G:$G,)), ISBLANK(INDEX($C:$C,))), \"\", 'PWS Records (System Entry)'!$D$3)","v":"City of Alexandria Water System"},"1044 BILLY MITCHELL BLVD BLDG 2537","ALEXANDRIA","LA",71303,10715566,31.321807499999998,-92.532093099999997,null,"Unknown","Not Applicable","Don't Know",null,null,null,"Unknown","Not Applicable",null,null,"Lead Status Unknown"]
[{"$f":"IF(AND(ISBLANK(INDEX($G:$G,)), ISBLANK(INDEX($C:$C,))), \"\", 'PWS Records (System Entry)'!$D$4)","v":"LA1079001"},{"$f":"IF(AND(ISBLANK(INDEX($G:$G,)), ISBLANK(INDEX($C:$C,))), \"\", 'PWS Records (System Entry)'!$D$3)","v":"City of Alexandria Water System"},"1047 MAPLE ST","ALEXANDRIA","LA",71303,10715568,31.300266100000002,-92.442182900000006,null,"Unknown","Not Applicable","Don't Know",null,null,null,"Unknown","Not Applicable",null,null,"Lead Status Unknown"]
[{"$f":"IF(AND(ISBLANK(INDEX($G:$G,)), ISBLANK(INDEX($C:$C,))), \"\", 'PWS Records (System Entry)'!$D$4)","v":"LA1079001"},{"$f":"IF(AND(ISBLANK(INDEX($G:$G,)), ISBLANK(INDEX($C:$C,))), \"\", 'PWS Records (System Entry)'!$D$3)","v":"City of Alexandria Water System"},"1308 NORMAN DR APT B","ALEXANDRIA","LA",71303,10715570,31.325093599999999,-92.522447099999994,null,"Unknown","Not Applicable","Don't Know",null,null,null,"Unknown","Not Applicable",null,null,"Lead Status Unknown"]
[{"$f":"IF(AND(ISBLANK(INDEX($G:$G,)), ISBLANK(INDEX($C:$C,))), \"\", 'PWS Records (System Entry)'!$D$4)","v":"LA1079001"},{"$f":"IF(AND(ISBLANK(INDEX($G:$G,)), ISBLANK(INDEX($C:$C,))), \"\", 'PWS Records (System Entry)'!$D$3)","v":"City of Alexandria Water System"},"2749 9TH ST","ALEXANDRIA","LA",71303,10715569,31.2955784,-92.432930600000006,null,"Unknown","Not Applicable","Don't Know",null,null,null,"Unknown","Not Applicable",null,null,"Lead Status Unknown"]
[{"$f":"IF(AND(ISBLANK(INDEX($G:$G,)), ISBLANK(INDEX($C:$C,))), \"\", 'PWS Records (System Entry)'!$D$4)","v":"LA1079001"},{"$f":"IF(AND(ISBLANK(INDEX($G:$G,)), ISBLANK(INDEX($C:$C,))), \"\", 'PWS Records (System Entry)'!$D$3)","v":"City of Alexandria Water System"},"275 BELLEAU WOOD BLVD","ALEXANDRIA","LA",71303,10715571,31.273289299999998,-92.496310600000001,null,"Non-Lead - Other","Installation Record (for example, tap card)","Don't Know",null,null,null,"Non-Lead - Other","Installation Record (for example, tap card)",null,null,"Non-Lead"]
[{"$f":"IF(AND(ISBLANK(INDEX($G:$G,)), ISBLANK(INDEX($C:$C,))), \"\", 'PWS Records (System Entry)'!$D$4)","v":"LA1079001"},{"$f":"IF(AND(ISBLANK(INDEX($G:$G,)), ISBLANK(INDEX($C:$C,))), \"\", 'PWS Records (System Entry)'!$D$3)","v":"City of Alexandria Water System"},"1049 DILLARD ALY","ALEXANDRIA","LA",71303,10715573,31.299803300000001,-92.441971800000005,null,"Unknown","Not Applicable","Don't Know",null,null,null,"Unknown","Not Applicable",null,null,"Lead Status Unknown"]
[{"$f":"IF(AND(ISBLANK(INDEX($G:$G,)), ISBLANK(INDEX($C:$C,))), \"\", 'PWS Records (System Entry)'!$D$4)","v":"LA1079001"},{"$f":"IF(AND(ISBLANK(INDEX($G:$G,)), ISBLANK(INDEX($C:$C,))), \"\", 'PWS Records (System Entry)'!$D$3)","v":"City of Alexandria Water System"},"1308 NORMAN DR APT A","ALEXANDRIA","LA",71302,10715572,31.325093599999999,-92.522447099999994,null,"Unknown","Not Applicable","Don't Know",null,null,null,"Unknown","Not Applicable",null,null,"Lead Status Unknown"]
[{"$f":"IF(AND(ISBLANK(INDEX($G:$G,)), ISBLANK(INDEX($C:$C,))), \"\", 'PWS Records (System Entry)'!$D$4)","v":"LA1079001"},{"$f":"IF(AND(ISBLANK(INDEX($G:$G,)), ISBLANK(INDEX($C:$C,))), \"\", 'PWS Records (System Entry)'!$D$3)","v":"City of Alexandria Water System"},"275 VERSAILLES BLVD","ALEXANDRIA","LA",71303,10715574,31.277182,-92.494386300000002,null,"Non-Lead - Plastic","Installation Date after Lead Ban","Don't Know",null,null,null,"Non-Lead - Plastic","Installation Date after Lead Ban",null,null,"Non-Lead"]
[{"$f":"IF(AND(ISBLANK(INDEX($G:$G,)), ISBLANK(INDEX($C:$C,))), \"\", 'PWS Records (System Entry)'!$D$4)","v":"LA1079001"},{"$f":"IF(AND(ISBLANK(INDEX($G:$G,)), ISBLANK(INDEX($C:$C,))), \"\", 'PWS Records (System Entry)'!$D$3)","v":"City of Alexandria Water System"},"1308 PARIS ST","ALEXANDRIA","LA",71303,10715576,31.322819299999999,-92.471712999999994,null,"Non-Lead - Plastic","Installation Record (for example, tap card)","Don't Know",null,null,null,"Unknown","Not Applicable",null,null,"Lead Status Unknown"]
[{"$f":"IF(AND(ISBLANK(INDEX($G:$G,)), ISBLANK(INDEX($C:$C,))), \"\", 'PWS Records (System Entry)'!$D$4)","v":"LA1079001"},{"$f":"IF(AND(ISBLANK(INDEX($G:$G,)), ISBLANK(INDEX($C:$C,))), \"\", 'PWS Records (System Entry)'!$D$3)","v":"City of Alexandria Water System"},"105 BOLTON AVE","ALEXANDRIA","LA",71303,10715575,31.3089467,-92.459489899999994,null,"Unknown","Not Applicable","Don't Know",null,null,null,"Unknown","Not Applicable",null,null,"Lead Status Unknown"]
[{"$f":"IF(AND(ISBLANK(INDEX($G:$G,)), ISBLANK(INDEX($C:$C,))), \"\", 'PWS Records (System Entry)'!$D$4)","v":"LA1079001"},{"$f":"IF(AND(ISBLANK(INDEX($G:$G,)), ISBLANK(INDEX($C:$C,))), \"\", 'PWS Records (System Entry)'!$D$3)","v":"City of Alexandria Water System"},"105 CONSTITUTION BLVD","ALEXANDRIA","LA",71303,10715577,31.2993387,-92.486079399999994,null,"Unknown","Not Applicable","Don't Know",null,null,null,"Unknown","Not Applicable",null,null,"Lead Status Unknown"]
[{"$f":"IF(AND(ISBLANK(INDEX($G:$G,)), ISBLANK(INDEX($C:$C,))), \"\", 'PWS Records (System Entry)'!$D$4)","v":"LA1079001"},{"$f":"IF(AND(ISBLANK(INDEX($G:$G,)), ISBLANK(INDEX($C:$C,))), \"\", 'PWS Records (System Entry)'!$D$3)","v":"City of Alexandria Water System"},"2752 HOUSTON ST","ALEXANDRIA","LA",71303,10715579,31.287944100000001,-92.446895600000005,null,"Unknown","Not Applicable","Don't Know",null,null,null,"Unknown","Not Applicable",null,null,"Lead Status Unknown"]
[{"$f":"IF(AND(ISBLANK(INDEX($G:$G,)), ISBLANK(INDEX($C:$C,))), \"\", 'PWS Records (System Entry)'!$D$4)","v":"LA1079001"},{"$f":"IF(AND(ISBLANK(INDEX($G:$G,)), ISBLANK(INDEX($C:$C,))), \"\", 'PWS Records (System Entry)'!$D$3)","v":"City of Alexandria Water System"},"1308 PETERMAN DR","ALEXANDRIA","LA",71303,10715578,31.275995300000002,-92.480621799999994,null,"Unknown","Not Applicable","Don't Know",null,null,null,"Unknown","Not Applicable",null,null,"Lead Status Unknown"]
[{"$f":"IF(AND(ISBLANK(INDEX($G:$G,)), ISBLANK(INDEX($C:$C,))), \"\", 'PWS Records (System Entry)'!$D$4)","v":"LA1079001"},{"$f":"IF(AND(ISBLANK(INDEX($G:$G,)), ISBLANK(INDEX($C:$C,))), \"\", 'PWS Records (System Entry)'!$D$3)","v":"City of Alexandria Water System"},"105 FOX FIRE LN","ALEXANDRIA","LA",71303,10715580,31.205721499999999,-92.410462600000002,null,"Unknown","Not Applicable","Don't Know",null,null,null,"Unknown","Not Applicable",null,null,"Lead Status Unknown"]
[{"$f":"IF(AND(ISBLANK(INDEX($G:$G,)), ISBLANK(INDEX($C:$C,))), \"\", 'PWS Records (System Entry)'!$D$4)","v":"LA1079001"},{"$f":"IF(AND(ISBLANK(INDEX($G:$G,)), ISBLANK(INDEX($C:$C,))), \"\", 'PWS Records (System Entry)'!$D$3)","v":"City of Alexandria Water System"},"1308 WINDSOR PL","ALEXANDRIA","LA",71303,10715581,31.281082900000001,-92.479459399999996,null,"Unknown","Not Applicable","Don't Know",null,null,null,"Unknown","Not Applicable",null,null,"Lead Status Unknown"]
[{"$f":"IF(AND(ISBLANK(INDEX($G:$G,)), ISBLANK(INDEX($C:$C,))), \"\", 'PWS Records (System Entry)'!$D$4)","v":"LA1079001"},{"$f":"IF(AND(ISBLANK(INDEX($G:$G,)), ISBLANK(INDEX($C:$C,))), \"\", 'PWS Records (System Entry)'!$D$3)","v":"City of Alexandria Water System"},"2752 SUMMERWOOD LN","ALEXANDRIA","LA",71303,10715582,31.316094199999998,-92.477778400000005,null,"Non-Lead - Plastic","Installation Date after Lead Ban","Don't Know",null,null,null,"Non-Lead - Plastic","Installation Date after Lead Ban",null,null,"Non-Lead"]
[{"$f":"IF(AND(ISBLANK(INDEX($G:$G,)), ISBLANK(INDEX($C:$C,))), \"\", 'PWS Records (System Entry)'!$D$4)","v":"LA1079001"},{"$f":"IF(AND(ISBLANK(INDEX($G:$G,)), ISBLANK(INDEX($C:$C,))), \"\", 'PWS Records (System Entry)'!$D$3)","v":"City of Alexandria Water System"},"105 HOPE ST","ALEXANDRIA","LA",71303,10715583,31.3107364,-92.463706200000004,null,"Unknown","Not Applicable","Don't Know",null,null,null,"Unknown","Not Applicable",null,null,"Lead Status Unknown"]
[{"$f":"IF(AND(ISBLANK(INDEX($G:$G,)), ISBLANK(INDEX($C:$C,))), \"\", 'PWS Records (System Entry)'!$D$4)","v":"LA1079001"},{"$f":"IF(AND(ISBLANK(INDEX($G:$G,)), ISBLANK(INDEX($C:$C,))), \"\", 'PWS Records (System Entry)'!$D$3)","v":"City of Alexandria Water System"},"1309 ANNA LN","ALEXANDRIA","LA",71303,10715584,31.307580699999999,-92.487876200000002,null,"Non-Lead - Other","Installation Record (for example, tap card)","Don't Know",null,null,null,"Non-Lead - Other","Installation Record (for example, tap card)",null,null,"Non-Lead"]
[{"$f":"IF(AND(ISBLANK(INDEX($G:$G,)), ISBLANK(INDEX($C:$C,))), \"\", 'PWS Records (System Entry)'!$D$4)","v":"LA1079001"},{"$f":"IF(AND(ISBLANK(INDEX($G:$G,)), ISBLANK(INDEX($C:$C,))), \"\", 'PWS Records (System Entry)'!$D$3)","v":"City of Alexandria Water System"},"1309 ANNA LN","ALEXANDRIA","LA",71303,10715586,31.307580699999999,-92.487876200000002,null,"Non-Lead - Other","Installation Record (for example, tap card)","Don't Know",null,null,null,"Non-Lead - Other","Installation Record (for example, tap card)",null,null,"Non-Lead"]
[{"$f":"IF(AND(ISBLANK(INDEX($G:$G,)), ISBLANK(INDEX($C:$C,))), \"\", 'PWS Records (System Entry)'!$D$4)","v":"LA1079001"},{"$f":"IF(AND(ISBLANK(INDEX($G:$G,)), ISBLANK(INDEX($C:$C,))), \"\", 'PWS Records (System Entry)'!$D$3)","v":"City of Alexandria Water System"},"2756 SUMMERWOOD LN","ALEXANDRIA","LA",71303,10715585,31.316262800000001,-92.477860699999994,null,"Non-Lead - Plastic","Installation Date after Lead Ban","Don't Know",null,null,null,"Non-Lead - Plastic","Installation Date after Lead Ban",null,null,"Non-Lead"]
[{"$f":"IF(AND(ISBLANK(INDEX($G:$G,)), ISBLANK(INDEX($C:$C,))), \"\", 'PWS Records (System Entry)'!$D$4)","v":"LA1079001"},{"$f":"IF(AND(ISBLANK(INDEX($G:$G,)), ISBLANK(INDEX($C:$C,))), \"\", 'PWS Records (System Entry)'!$D$3)","v":"City of Alexandria Water System"},"105 N 3RD ST","ALEXANDRIA","LA",71303,10715587,31.317678900000001,-92.452934099999993,null,"Unknown","Not Applicable","Don't Know",null,null,null,"Unknown","Not Applicable",null,null,"Lead Status Unknown"]
[{"$f":"IF(AND(ISBLANK(INDEX($G:$G,)), ISBLANK(INDEX($C:$C,))), \"\", 'PWS Records (System Entry)'!$D$4)","v":"LA1079001"},{"$f":"IF(AND(ISBLANK(INDEX($G:$G,)), ISBLANK(INDEX($C:$C,))), \"\", 'PWS Records (System Entry)'!$D$3)","v":"City of Alexandria Water System"},"105 N 3RD ST","ALEXANDRIA","LA",71303,10715590,31.317678900000001,-92.452934099999993,null,"Unknown","Not Applicable","Don't Know",null,null,null,"Unknown","Not Applicable",null,null,"Lead Status Unknown"]
[{"$f":"IF(AND(ISBLANK(INDEX($G:$G,)), ISBLANK(INDEX($C:$C,))), \"\", 'PWS Records (System Entry)'!$D$4)","v":"LA1079001"},{"$f":"IF(AND(ISBLANK(INDEX($G:$G,)), ISBLANK(INDEX($C:$C,))), \"\", 'PWS Records (System Entry)'!$D$3)","v":"City of Alexandria Water System"},"276 BELLEAU WOOD BLVD","ALEXANDRIA","LA",71303,10715588,31.273269800000001,-92.496445499999993,null,"Non-Lead - Other","Installation Record (for example, tap card)","Don't Know",null,null,null,"Non-Lead - Other","Installation Record (for example, tap card)",null,null,"Non-Lead"]
[{"$f":"IF(AND(ISBLANK(INDEX($G:$G,)), ISBLANK(INDEX($C:$C,))), \"\", 'PWS Records (System Entry)'!$D$4)","v":"LA1079001"},{"$f":"IF(AND(ISBLANK(INDEX($G:$G,)), ISBLANK(INDEX($C:$C,))), \"\", 'PWS Records (System Entry)'!$D$3)","v":"City of Alexandria Water System"},"1309 BONAIRE TRCE","ALEXANDRIA","LA",71303,10715589,31.306357999999999,-92.485366999999997,null,"Non-Lead - Other","Installation Record (for example, tap card)","Don't Know",null,null,null,"Non-Lead - Other","Installation Record (for example, tap card)",null,null,"Non-Lead"]
[{"$f":"IF(AND(ISBLANK(INDEX($G:$G,)), ISBLANK(INDEX($C:$C,))), \"\", 'PWS Records (System Entry)'!$D$4)","v":"LA1079001"},{"$f":"IF(AND(ISBLANK(INDEX($G:$G,)), ISBLANK(INDEX($C:$C,))), \"\", 'PWS Records (System Entry)'!$D$3)","v":"City of Alexandria Water System"},"1309 FENNER ST","ALEXANDRIA","LA",71303,10715591,31.291659500000002,-92.448089600000003,null,"Non-Lead - Other","Installation Date after Lead Ban","Don't Know",null,null,null,"Non-Lead - Other","Installation Date after Lead Ban",null,null,"Non-Lead"]
[{"$f":"IF(AND(ISBLANK(INDEX($G:$G,)), ISBLANK(INDEX($C:$C,))), \"\", 'PWS Records (System Entry)'!$D$4)","v":"LA1079001"},{"$f":"IF(AND(ISBLANK(INDEX($G:$G,)), ISBLANK(INDEX($C:$C,))), \"\", 'PWS Records (System Entry)'!$D$3)","v":"City of Alexandria Water System"},"277 LINKS DR","ALEXANDRIA","LA",71303,10715592,31.306599299999998,-92.541110900000007,null,"Non-Lead - Plastic","Installation Date after Lead Ban","Don't Know",null,null,null,"Non-Lead - Plastic","Installation Date after Lead Ban",null,null,"Non-Lead"]
[{"$f":"IF(AND(ISBLANK(INDEX($G:$G,)), ISBLANK(INDEX($C:$C,))), \"\", 'PWS Records (System Entry)'!$D$4)","v":"LA1079001"},{"$f":"IF(AND(ISBLANK(INDEX($G:$G,)), ISBLANK(INDEX($C:$C,))), \"\", 'PWS Records (System Entry)'!$D$3)","v":"City of Alexandria Water System"},"105 RAGAN DR","ALEXANDRIA","LA",71303,10715593,31.2717356,-92.500201899999993,null,"Unknown","Not Applicable","Don't Know",null,null,null,"Unknown","Not Applicable",null,null,"Lead Status Unknown"]
[{"$f":"IF(AND(ISBLANK(INDEX($G:$G,)), ISBLANK(INDEX($C:$C,))), \"\", 'PWS Records (System Entry)'!$D$4)","v":"LA1079001"},{"$f":"IF(AND(ISBLANK(INDEX($G:$G,)), ISBLANK(INDEX($C:$C,))), \"\", 'PWS Records (System Entry)'!$D$3)","v":"City of Alexandria Water System"},"1309 PLANTATION DR","ALEXANDRIA","LA",71303,10715594,31.272817799999999,-92.481982000000002,null,"Unknown","Not Applicable","Don't Know",null,null,null,"Unknown","Not Applicable",null,null,"Lead Status Unknown"]
[{"$f":"IF(AND(ISBLANK(INDEX($G:$G,)), ISBLANK(INDEX($C:$C,))), \"\", 'PWS Records (System Entry)'!$D$4)","v":"LA1079001"},{"$f":"IF(AND(ISBLANK(INDEX($G:$G,)), ISBLANK(INDEX($C:$C,))), \"\", 'PWS Records (System Entry)'!$D$3)","v":"City of Alexandria Water System"},"105 TERRA AVE","ALEXANDRIA","LA",71303,10715595,31.2730538,-92.499738500000007,null,"Unknown","Not Applicable","Don't Know",null,null,null,"Unknown","Not Applicable",null,null,"Lead Status Unknown"]
[{"$f":"IF(AND(ISBLANK(INDEX($G:$G,)), ISBLANK(INDEX($C:$C,))), \"\", 'PWS Records (System Entry)'!$D$4)","v":"LA1079001"},{"$f":"IF(AND(ISBLANK(INDEX($G:$G,)), ISBLANK(INDEX($C:$C,))), \"\", 'PWS Records (System Entry)'!$D$3)","v":"City of Alexandria Water System"},"277 ST ANDREWS DR","ALEXANDRIA","LA",71303,10715596,31.297473,-92.537729999999996,null,"Non-Lead - Other","Installation Record (for example, tap card)","Don't Know",null,null,null,"Non-Lead - Other","Installation Record (for example, tap card)",null,null,"Non-Lead"]
[{"$f":"IF(AND(ISBLANK(INDEX($G:$G,)), ISBLANK(INDEX($C:$C,))), \"\", 'PWS Records (System Entry)'!$D$4)","v":"LA1079001"},{"$f":"IF(AND(ISBLANK(INDEX($G:$G,)), ISBLANK(INDEX($C:$C,))), \"\", 'PWS Records (System Entry)'!$D$3)","v":"City of Alexandria Water System"},"105 YORKTOWN DR","ALEXANDRIA","LA",71303,10715597,31.302609100000002,-92.486012799999997,null,"Unknown","Not Applicable","Don't Know",null,null,null,"Unknown","Not Applicable",null,null,"Lead Status Unknown"]
[{"$f":"IF(AND(ISBLANK(INDEX($G:$G,)), ISBLANK(INDEX($C:$C,))), \"\", 'PWS Records (System Entry)'!$D$4)","v":"LA1079001"},{"$f":"IF(AND(ISBLANK(INDEX($G:$G,)), ISBLANK(INDEX($C:$C,))), \"\", 'PWS Records (System Entry)'!$D$3)","v":"City of Alexandria Water System"},"105 YORKTOWN DR","ALEXANDRIA","LA",71303,10715600,31.302609100000002,-92.486012799999997,null,"Unknown","Not Applicable","Don't Know",null,null,null,"Unknown","Not Applicable",null,null,"Lead Status Unknown"]
[{"$f":"IF(AND(ISBLANK(INDEX($G:$G,)), ISBLANK(INDEX($C:$C,))), \"\", 'PWS Records (System Entry)'!$D$4)","v":"LA1079001"},{"$f":"IF(AND(ISBLANK(INDEX($G:$G,)), ISBLANK(INDEX($C:$C,))), \"\", 'PWS Records (System Entry)'!$D$3)","v":"City of Alexandria Water System"},"1309 TEXAS AVE","ALEXANDRIA","LA",71303,10715598,31.288146300000001,-92.471987299999995,null,"Unknown","Not Applicable","Don't Know",null,null,null,"Unknown","Not Applicable",null,null,"Lead Status Unknown"]
[{"$f":"IF(AND(ISBLANK(INDEX($G:$G,)), ISBLANK(INDEX($C:$C,))), \"\", 'PWS Records (System Entry)'!$D$4)","v":"LA1079001"},{"$f":"IF(AND(ISBLANK(INDEX($G:$G,)), ISBLANK(INDEX($C:$C,))), \"\", 'PWS Records (System Entry)'!$D$3)","v":"City of Alexandria Water System"},"279 VERSAILLES BLVD","ALEXANDRIA","LA",71303,10715599,31.277134499999999,-92.494197999999997,null,"Non-Lead - Other","Installation Record (for example, tap card)","Don't Know",null,null,null,"Non-Lead - Other","Installation Record (for example, tap card)",null,null,"Non-Lead"]
[{"$f":"IF(AND(ISBLANK(INDEX($G:$G,)), ISBLANK(INDEX($C:$C,))), \"\", 'PWS Records (System Entry)'!$D$4)","v":"LA1079001"},{"$f":"IF(AND(ISBLANK(INDEX($G:$G,)), ISBLANK(INDEX($C:$C,))), \"\", 'PWS Records (System Entry)'!$D$3)","v":"City of Alexandria Water System"},"131 GEORGETOWN DR","ALEXANDRIA","LA",71303,10715601,31.301628999999998,-92.484797099999994,null,"Non-Lead - Plastic","Installation Record (for example, tap card)","Don't Know",null,null,null,"Unknown","Not Applicable",null,null,"Lead Status Unknown"]
[{"$f":"IF(AND(ISBLANK(INDEX($G:$G,)), ISBLANK(INDEX($C:$C,))), \"\", 'PWS Records (System Entry)'!$D$4)","v":"LA1079001"},{"$f":"IF(AND(ISBLANK(INDEX($G:$G,)), ISBLANK(INDEX($C:$C,))), \"\", 'PWS Records (System Entry)'!$D$3)","v":"City of Alexandria Water System"},"28 BALL POWELL ST","ALEXANDRIA","LA",71303,10715602,31.309281200000001,-92.464506099999994,null,"Unknown","Not Applicable","Don't Know",null,null,null,"Unknown","Not Applicable",null,null,"Lead Status Unknown"]
[{"$f":"IF(AND(ISBLANK(INDEX($G:$G,)), ISBLANK(INDEX($C:$C,))), \"\", 'PWS Records (System Entry)'!$D$4)","v":"LA1079001"},{"$f":"IF(AND(ISBLANK(INDEX($G:$G,)), ISBLANK(INDEX($C:$C,))), \"\", 'PWS Records (System Entry)'!$D$3)","v":"City of Alexandria Water System"},"1059 FAA AVE","ALEXANDRIA","LA",71301,10715603,31.3175609,-92.531425400000003,null,"Unknown","Not Applicable","Don't Know",null,null,null,"Unknown","Not Applicable",null,null,"Lead Status Unknown"]
[{"$f":"IF(AND(ISBLANK(INDEX($G:$G,)), ISBLANK(INDEX($C:$C,))), \"\", 'PWS Records (System Entry)'!$D$4)","v":"LA1079001"},{"$f":"IF(AND(ISBLANK(INDEX($G:$G,)), ISBLANK(INDEX($C:$C,))), \"\", 'PWS Records (System Entry)'!$D$3)","v":"City of Alexandria Water System"},"1310 ANNA LN","ALEXANDRIA","LA",71303,10715604,31.307628600000001,-92.4878468,null,"Non-Lead - Other","Installation Record (for example, tap card)","Don't Know",null,null,null,"Non-Lead - Other","Installation Record (for example, tap card)",null,null,"Non-Lead"]
[{"$f":"IF(AND(ISBLANK(INDEX($G:$G,)), ISBLANK(INDEX($C:$C,))), \"\", 'PWS Records (System Entry)'!$D$4)","v":"LA1079001"},{"$f":"IF(AND(ISBLANK(INDEX($G:$G,)), ISBLANK(INDEX($C:$C,))), \"\", 'PWS Records (System Entry)'!$D$3)","v":"City of Alexandria Water System"},"106 BOLTON AVE UNIT 1/2","ALEXANDRIA","LA",71303,10715605,31.308799,-92.459448800000004,null,"Unknown","Not Applicable","Don't Know",null,null,null,"Unknown","Not Applicable",null,null,"Lead Status Unknown"]
[{"$f":"IF(AND(ISBLANK(INDEX($G:$G,)), ISBLANK(INDEX($C:$C,))), \"\", 'PWS Records (System Entry)'!$D$4)","v":"LA1079001"},{"$f":"IF(AND(ISBLANK(INDEX($G:$G,)), ISBLANK(INDEX($C:$C,))), \"\", 'PWS Records (System Entry)'!$D$3)","v":"City of Alexandria Water System"},"28 BERTIE ST","ALEXANDRIA","LA",71303,10715606,31.307680099999999,-92.470267899999996,null,"Unknown","Not Applicable","Don't Know",null,null,null,"Unknown","Not Applicable",null,null,"Lead Status Unknown"]
[{"$f":"IF(AND(ISBLANK(INDEX($G:$G,)), ISBLANK(INDEX($C:$C,))), \"\", 'PWS Records (System Entry)'!$D$4)","v":"LA1079001"},{"$f":"IF(AND(ISBLANK(INDEX($G:$G,)), ISBLANK(INDEX($C:$C,))), \"\", 'PWS Records (System Entry)'!$D$3)","v":"City of Alexandria Water System"},"1310 PETERMAN DR","ALEXANDRIA","LA",71303,10715607,31.275995300000002,-92.480621799999994,null,"Unknown","Not Applicable","Don't Know",null,null,null,"Unknown","Not Applicable",null,null,"Lead Status Unknown"]
[{"$f":"IF(AND(ISBLANK(INDEX($G:$G,)), ISBLANK(INDEX($C:$C,))), \"\", 'PWS Records (System Entry)'!$D$4)","v":"LA1079001"},{"$f":"IF(AND(ISBLANK(INDEX($G:$G,)), ISBLANK(INDEX($C:$C,))), \"\", 'PWS Records (System Entry)'!$D$3)","v":"City of Alexandria Water System"},"106 CHELSEA ST","ALEXANDRIA","LA",71303,10715608,31.3231319,-92.454935500000005,null,"Unknown","Not Applicable","Don't Know",null,null,null,"Unknown","Not Applicable",null,null,"Lead Status Unknown"]
[{"$f":"IF(AND(ISBLANK(INDEX($G:$G,)), ISBLANK(INDEX($C:$C,))), \"\", 'PWS Records (System Entry)'!$D$4)","v":"LA1079001"},{"$f":"IF(AND(ISBLANK(INDEX($G:$G,)), ISBLANK(INDEX($C:$C,))), \"\", 'PWS Records (System Entry)'!$D$3)","v":"City of Alexandria Water System"},"28 CHESTER ST","ALEXANDRIA","LA",71303,10715609,31.3082742,-92.468433500000003,null,"Unknown","Not Applicable","Don't Know",null,null,null,"Unknown","Not Applicable",null,null,"Lead Status Unknown"]
[{"$f":"IF(AND(ISBLANK(INDEX($G:$G,)), ISBLANK(INDEX($C:$C,))), \"\", 'PWS Records (System Entry)'!$D$4)","v":"LA1079001"},{"$f":"IF(AND(ISBLANK(INDEX($G:$G,)), ISBLANK(INDEX($C:$C,))), \"\", 'PWS Records (System Entry)'!$D$3)","v":"City of Alexandria Water System"},"1310 PLANTATION DR","ALEXANDRIA","LA",71303,10715610,31.2728413,-92.482040699999999,null,"Unknown","Not Applicable","Don't Know",null,null,null,"Unknown","Not Applicable",null,null,"Lead Status Unknown"]
[{"$f":"IF(AND(ISBLANK(INDEX($G:$G,)), ISBLANK(INDEX($C:$C,))), \"\", 'PWS Records (System Entry)'!$D$4)","v":"LA1079001"},{"$f":"IF(AND(ISBLANK(INDEX($G:$G,)), ISBLANK(INDEX($C:$C,))), \"\", 'PWS Records (System Entry)'!$D$3)","v":"City of Alexandria Water System"},"106 COTTAGE ST","ALEXANDRIA","LA",71303,10715611,31.310621399999999,-92.464706699999994,null,"Unknown","Not Applicable","Don't Know",null,null,null,"Unknown","Not Applicable",null,null,"Lead Status Unknown"]
[{"$f":"IF(AND(ISBLANK(INDEX($G:$G,)), ISBLANK(INDEX($C:$C,))), \"\", 'PWS Records (System Entry)'!$D$4)","v":"LA1079001"},{"$f":"IF(AND(ISBLANK(INDEX($G:$G,)), ISBLANK(INDEX($C:$C,))), \"\", 'PWS Records (System Entry)'!$D$3)","v":"City of Alexandria Water System"},"1310 SHIRLAND AVE","ALEXANDRIA","LA",71303,10715612,31.312746300000001,-92.458579299999997,null,"Unknown","Not Applicable","Don't Know",null,null,null,"Unknown","Not Applicable",null,null,"Lead Status Unknown"]
[{"$f":"IF(AND(ISBLANK(INDEX($G:$G,)), ISBLANK(INDEX($C:$C,))), \"\", 'PWS Records (System Entry)'!$D$4)","v":"LA1079001"},{"$f":"IF(AND(ISBLANK(INDEX($G:$G,)), ISBLANK(INDEX($C:$C,))), \"\", 'PWS Records (System Entry)'!$D$3)","v":"City of Alexandria Water System"},"28 KENT AVE","ALEXANDRIA","LA",71303,10715613,31.305146400000002,-92.4747919,null,"Unknown","Not Applicable","Don't Know",null,null,null,"Unknown","Not Applicable",null,null,"Lead Status Unknown"]
[{"$f":"IF(AND(ISBLANK(INDEX($G:$G,)), ISBLANK(INDEX($C:$C,))), \"\", 'PWS Records (System Entry)'!$D$4)","v":"LA1079001"},{"$f":"IF(AND(ISBLANK(INDEX($G:$G,)), ISBLANK(INDEX($C:$C,))), \"\", 'PWS Records (System Entry)'!$D$3)","v":"City of Alexandria Water System"},"106 HOPE ST","ALEXANDRIA","LA",71303,10715614,31.310703799999999,-92.463750300000001,null,"Unknown","Not Applicable","Don't Know",null,null,null,"Unknown","Not Applicable",null,null,"Lead Status Unknown"]
[{"$f":"IF(AND(ISBLANK(INDEX($G:$G,)), ISBLANK(INDEX($C:$C,))), \"\", 'PWS Records (System Entry)'!$D$4)","v":"LA1079001"},{"$f":"IF(AND(ISBLANK(INDEX($G:$G,)), ISBLANK(INDEX($C:$C,))), \"\", 'PWS Records (System Entry)'!$D$3)","v":"City of Alexandria Water System"},"1310 WASHINGTON ST APT B","ALEXANDRIA","LA",71303,10715615,31.3045996,-92.449997199999999,null,"Unknown","Not Applicable","Don't Know",null,null,null,"Unknown","Not Applicable",null,null,"Lead Status Unknown"]
[{"$f":"IF(AND(ISBLANK(INDEX($G:$G,)), ISBLANK(INDEX($C:$C,))), \"\", 'PWS Records (System Entry)'!$D$4)","v":"LA1079001"},{"$f":"IF(AND(ISBLANK(INDEX($G:$G,)), ISBLANK(INDEX($C:$C,))), \"\", 'PWS Records (System Entry)'!$D$3)","v":"City of Alexandria Water System"},"28 LOUISIANA AVE","ALEXANDRIA","LA",71303,10715616,31.3088044,-92.4665775,null,"Unknown","Not Applicable","Don't Know",null,null,null,"Unknown","Not Applicable",null,null,"Lead Status Unknown"]
[{"$f":"IF(AND(ISBLANK(INDEX($G:$G,)), ISBLANK(INDEX($C:$C,))), \"\", 'PWS Records (System Entry)'!$D$4)","v":"LA1079001"},{"$f":"IF(AND(ISBLANK(INDEX($G:$G,)), ISBLANK(INDEX($C:$C,))), \"\", 'PWS Records (System Entry)'!$D$3)","v":"City of Alexandria Water System"},"106 PARKWOOD DR","ALEXANDRIA","LA",71303,10715617,31.324515999999999,-92.455813899999995,null,"Unknown","Not Applicable","Don't Know",null,null,null,"Unknown","Not Applicable",null,null,"Lead Status Unknown"]
[{"$f":"IF(AND(ISBLANK(INDEX($G:$G,)), ISBLANK(INDEX($C:$C,))), \"\", 'PWS Records (System Entry)'!$D$4)","v":"LA1079001"},{"$f":"IF(AND(ISBLANK(INDEX($G:$G,)), ISBLANK(INDEX($C:$C,))), \"\", 'PWS Records (System Entry)'!$D$3)","v":"City of Alexandria Water System"},"1310 WASHINGTON ST APT A","ALEXANDRIA","LA",71301,10715618,31.3045996,-92.449997199999999,null,"Unknown","Not Applicable","Don't Know",null,null,null,"Unknown","Not Applicable",null,null,{"$f":"IF(AND(INDEX($K:$K,)=\"\", INDEX($L:$L,)=\"\", INDEX($M:$M,)=\"\", INDEX($Q:$Q,)=\"\", INDEX($R:$R,)=\"\"), \"\", IF(OR(INDEX($K:$K,)=\"Lead\",INDEX($Q:$Q,)=\"Lead\"),\"Lead\",IF(OR(AND(OR(INDEX($M:$M,)=\"Yes\", INDEX($M:$M,)=\"Don't Know\", INDEX($M:$M,)=\"\"), INDEX($Q:$Q,)=\"Galvanized Iron/Steel\"), AND(INDEX($K:$K,)=\"Unknown\", INDEX($M:$M,)=\"No\", INDEX($Q:$Q,)=\"Galvanized Iron/Steel\")), \"Galvanized Requiring Replacement\", IF(OR(AND(OR(INDEX($K:$K,)=\"Galvanized Iron/Steel\", INDEX($K:$K,)=\"Non-Lead - Copper\", INDEX($K:$K,)=\"Non-Lead - Plastic\", INDEX($K:$K,)=\"Non-Lead - Other\", INDEX($K:$K,)=\"Non-Lead - Material Unknown\", INDEX($K:$K,)=\"No System Owned Portion\"), OR(INDEX($Q:$Q,)=\"Galvanized Iron/Steel\", INDEX($Q:$Q,)=\"Non-Lead - Copper\", INDEX($Q:$Q,)=\"Non-Lead - Plastic\", INDEX($Q:$Q,)=\"Non-Lead - Other\", INDEX($Q:$Q,)=\"Non-Lead - Predictive Model\", INDEX($Q:$Q,)=\"No Customer Owned Portion\")), AND(OR( INDEX($K:$K,)=\"Galvanized Iron/Steel\", INDEX($K:$K,)=\"Non-Lead - Copper\", INDEX($K:$K,)=\"Non-Lead - Plastic\", INDEX($K:$K,)=\"Non-Lead - Other\", INDEX($K:$K,)=\"Non-Lead - Material Unknown\", INDEX($K:$K,)=\"No System Owned Portion\"), INDEX($M:$M,)=\"No\", INDEX($Q:$Q,)=\"Non-Lead - Material Unknown\")), \"Non-Lead\", \"Lead Status Unknown\"))))","v":"Lead Status Unknown"}]
[{"$f":"IF(AND(ISBLANK(INDEX($G:$G,)), ISBLANK(INDEX($C:$C,))), \"\", 'PWS Records (System Entry)'!$D$4)","v":"LA1079001"},{"$f":"IF(AND(ISBLANK(INDEX($G:$G,)), ISBLANK(INDEX($C:$C,))), \"\", 'PWS Records (System Entry)'!$D$3)","v":"City of Alexandria Water System"},"28 MARY ST","ALEXANDRIA","LA",71303,10715619,31.308568900000001,-92.467468600000004,null,"Unknown","Not Applicable","Don't Know",null,null,null,"Unknown","Not Applicable",null,null,"Lead Status Unknown"]
[{"$f":"IF(AND(ISBLANK(INDEX($G:$G,)), ISBLANK(INDEX($C:$C,))), \"\", 'PWS Records (System Entry)'!$D$4)","v":"LA1079001"},{"$f":"IF(AND(ISBLANK(INDEX($G:$G,)), ISBLANK(INDEX($C:$C,))), \"\", 'PWS Records (System Entry)'!$D$3)","v":"City of Alexandria Water System"},"107 BELLEAU WOOD BLVD","ALEXANDRIA","LA",71301,10715620,31.274016700000001,-92.499193599999998,null,"Non-Lead - Other","Installation Record (for example, tap card)","Don't Know",null,null,null,"Non-Lead - Other","Installation Record (for example, tap card)",null,null,"Non-Lead"]
[{"$f":"IF(AND(ISBLANK(INDEX($G:$G,)), ISBLANK(INDEX($C:$C,))), \"\", 'PWS Records (System Entry)'!$D$4)","v":"LA1079001"},{"$f":"IF(AND(ISBLANK(INDEX($G:$G,)), ISBLANK(INDEX($C:$C,))), \"\", 'PWS Records (System Entry)'!$D$3)","v":"City of Alexandria Water System"},"107 BELLEAU WOOD BLVD","ALEXANDRIA","LA",71301,10715621,31.274016700000001,-92.499193599999998,null,"Non-Lead - Other","Installation Record (for example, tap card)","Don't Know",null,null,null,"Non-Lead - Other","Installation Record (for example, tap card)",null,null,"Non-Lead"]
[{"$f":"IF(AND(ISBLANK(INDEX($G:$G,)), ISBLANK(INDEX($C:$C,))), \"\", 'PWS Records (System Entry)'!$D$4)","v":"LA1079001"},{"$f":"IF(AND(ISBLANK(INDEX($G:$G,)), ISBLANK(INDEX($C:$C,))), \"\", 'PWS Records (System Entry)'!$D$3)","v":"City of Alexandria Water System"},"1310 WASHINGTON ST APT C","ALEXANDRIA","LA",71301,10715622,31.3045996,-92.449997199999999,null,"Unknown","Not Applicable","Don't Know",null,null,null,"Unknown","Not Applicable",null,null,"Lead Status Unknown"]
[{"$f":"IF(AND(ISBLANK(INDEX($G:$G,)), ISBLANK(INDEX($C:$C,))), \"\", 'PWS Records (System Entry)'!$D$4)","v":"LA1079001"},{"$f":"IF(AND(ISBLANK(INDEX($G:$G,)), ISBLANK(INDEX($C:$C,))), \"\", 'PWS Records (System Entry)'!$D$3)","v":"City of Alexandria Water System"},"28 PROSPECT ST","ALEXANDRIA","LA",71301,10715623,31.307764899999999,-92.469157800000005,null,"Unknown","Not Applicable","Don't Know",null,null,null,"Unknown","Not Applicable",null,null,"Lead Status Unknown"]
[{"$f":"IF(AND(ISBLANK(INDEX($G:$G,)), ISBLANK(INDEX($C:$C,))), \"\", 'PWS Records (System Entry)'!$D$4)","v":"LA1079001"},{"$f":"IF(AND(ISBLANK(INDEX($G:$G,)), ISBLANK(INDEX($C:$C,))), \"\", 'PWS Records (System Entry)'!$D$3)","v":"City of Alexandria Water System"},"107 BILLY MITCHELL BLVD","ALEXANDRIA","LA",71303,10715625,31.321177899999999,-92.532819500000002,null,"Unknown","Not Applicable","Don't Know",null,null,null,"Unknown","Not Applicable",null,null,"Lead Status Unknown"]
[{"$f":"IF(AND(ISBLANK(INDEX($G:$G,)), ISBLANK(INDEX($C:$C,))), \"\", 'PWS Records (System Entry)'!$D$4)","v":"LA1079001"},{"$f":"IF(AND(ISBLANK(INDEX($G:$G,)), ISBLANK(INDEX($C:$C,))), \"\", 'PWS Records (System Entry)'!$D$3)","v":"City of Alexandria Water System"},"1310 WASHINGTON ST APT D","ALEXANDRIA","LA",71301,10715624,31.3045996,-92.449997199999999,null,"Unknown","Not Applicable","Don't Know",null,null,null,"Unknown","Not Applicable",null,null,"Lead Status Unknown"]
[{"$f":"IF(AND(ISBLANK(INDEX($G:$G,)), ISBLANK(INDEX($C:$C,))), \"\", 'PWS Records (System Entry)'!$D$4)","v":"LA1079001"},{"$f":"IF(AND(ISBLANK(INDEX($G:$G,)), ISBLANK(INDEX($C:$C,))), \"\", 'PWS Records (System Entry)'!$D$3)","v":"City of Alexandria Water System"},"280 LINKS DR","ALEXANDRIA","LA",71303,10715626,31.3063039,-92.541207400000005,null,"Non-Lead - Other","Installation Record (for example, tap card)","Don't Know",null,null,null,"Non-Lead - Other","Installation Record (for example, tap card)",null,null,"Non-Lead"]
[{"$f":"IF(AND(ISBLANK(INDEX($G:$G,)), ISBLANK(INDEX($C:$C,))), \"\", 'PWS Records (System Entry)'!$D$4)","v":"LA1079001"},{"$f":"IF(AND(ISBLANK(INDEX($G:$G,)), ISBLANK(INDEX($C:$C,))), \"\", 'PWS Records (System Entry)'!$D$3)","v":"City of Alexandria Water System"},"280 LINKS DR","ALEXANDRIA","LA",71303,10715629,31.3063039,-92.541207400000005,null,"Non-Lead - Other","Installation Record (for example, tap card)","Don't Know",null,null,null,"Non-Lead - Other","Installation Record (for example, tap card)",null,null,"Non-Lead"]
[{"$f":"IF(AND(ISBLANK(INDEX($G:$G,)), ISBLANK(INDEX($C:$C,))), \"\", 'PWS Records (System Entry)'!$D$4)","v":"LA1079001"},{"$f":"IF(AND(ISBLANK(INDEX($G:$G,)), ISBLANK(INDEX($C:$C,))), \"\", 'PWS Records (System Entry)'!$D$3)","v":"City of Alexandria Water System"},"107 BOLTON AVE","ALEXANDRIA","LA",71303,10715627,31.308839200000001,-92.459358600000002,null,"Unknown","Not Applicable","Don't Know",null,null,null,"Unknown","Not Applicable",null,null,"Lead Status Unknown"]
[{"$f":"IF(AND(ISBLANK(INDEX($G:$G,)), ISBLANK(INDEX($C:$C,))), \"\", 'PWS Records (System Entry)'!$D$4)","v":"LA1079001"},{"$f":"IF(AND(ISBLANK(INDEX($G:$G,)), ISBLANK(INDEX($C:$C,))), \"\", 'PWS Records (System Entry)'!$D$3)","v":"City of Alexandria Water System"},"1310 WASHINGTON ST APT F","ALEXANDRIA","LA",71301,10715628,31.3045996,-92.449997199999999,null,"Unknown","Not Applicable","Don't Know",null,null,null,"Unknown","Not Applicable",null,null,"Lead Status Unknown"]
[{"$f":"IF(AND(ISBLANK(INDEX($G:$G,)), ISBLANK(INDEX($C:$C,))), \"\", 'PWS Records (System Entry)'!$D$4)","v":"LA1079001"},{"$f":"IF(AND(ISBLANK(INDEX($G:$G,)), ISBLANK(INDEX($C:$C,))), \"\", 'PWS Records (System Entry)'!$D$3)","v":"City of Alexandria Water System"},"107 COLONIAL DR","ALEXANDRIA","LA",71303,10715630,31.3030455,-92.470291500000002,null,"Non-Lead - Plastic","Installation Record (for example, tap card)","Don't Know",null,null,null,"Unknown","Not Applicable",null,null,"Lead Status Unknown"]
[{"$f":"IF(AND(ISBLANK(INDEX($G:$G,)), ISBLANK(INDEX($C:$C,))), \"\", 'PWS Records (System Entry)'!$D$4)","v":"LA1079001"},{"$f":"IF(AND(ISBLANK(INDEX($G:$G,)), ISBLANK(INDEX($C:$C,))), \"\", 'PWS Records (System Entry)'!$D$3)","v":"City of Alexandria Water System"},"1310 WASHINGTON ST APT E","ALEXANDRIA","LA",71301,10715631,31.3045996,-92.449997199999999,null,"Unknown","Not Applicable","Don't Know",null,null,null,"Unknown","Not Applicable",null,null,"Lead Status Unknown"]
[{"$f":"IF(AND(ISBLANK(INDEX($G:$G,)), ISBLANK(INDEX($C:$C,))), \"\", 'PWS Records (System Entry)'!$D$4)","v":"LA1079001"},{"$f":"IF(AND(ISBLANK(INDEX($G:$G,)), ISBLANK(INDEX($C:$C,))), \"\", 'PWS Records (System Entry)'!$D$3)","v":"City of Alexandria Water System"},"2800 HORSESHOE DR","ALEXANDRIA","LA",71301,10715632,31.260241499999999,-92.462684800000005,null,"Unknown","Not Applicable","Don't Know",null,null,null,"Unknown","Not Applicable",null,null,"Lead Status Unknown"]
[{"$f":"IF(AND(ISBLANK(INDEX($G:$G,)), ISBLANK(INDEX($C:$C,))), \"\", 'PWS Records (System Entry)'!$D$4)","v":"LA1079001"},{"$f":"IF(AND(ISBLANK(INDEX($G:$G,)), ISBLANK(INDEX($C:$C,))), \"\", 'PWS Records (System Entry)'!$D$3)","v":"City of Alexandria Water System"},"1310 WASHINGTON ST APT G","ALEXANDRIA","LA",71301,10715633,31.3045996,-92.449997199999999,null,"Unknown","Not Applicable","Don't Know",null,null,null,"Unknown","Not Applicable",null,null,"Lead Status Unknown"]
[{"$f":"IF(AND(ISBLANK(INDEX($G:$G,)), ISBLANK(INDEX($C:$C,))), \"\", 'PWS Records (System Entry)'!$D$4)","v":"LA1079001"},{"$f":"IF(AND(ISBLANK(INDEX($G:$G,)), ISBLANK(INDEX($C:$C,))), \"\", 'PWS Records (System Entry)'!$D$3)","v":"City of Alexandria Water System"},"107 CONSTITUTION BLVD","ALEXANDRIA","LA",71303,10715634,31.2993205,-92.486071800000005,null,"Unknown","Not Applicable","Don't Know",null,null,null,"Unknown","Not Applicable",null,null,"Lead Status Unknown"]
[{"$f":"IF(AND(ISBLANK(INDEX($G:$G,)), ISBLANK(INDEX($C:$C,))), \"\", 'PWS Records (System Entry)'!$D$4)","v":"LA1079001"},{"$f":"IF(AND(ISBLANK(INDEX($G:$G,)), ISBLANK(INDEX($C:$C,))), \"\", 'PWS Records (System Entry)'!$D$3)","v":"City of Alexandria Water System"},"2800 JACKSON ST","ALEXANDRIA","LA",71303,10715635,31.293580200000001,-92.466779099999997,null,"Unknown","Not Applicable","Don't Know",null,null,null,"Unknown","Not Applicable",null,null,"Lead Status Unknown"]
[{"$f":"IF(AND(ISBLANK(INDEX($G:$G,)), ISBLANK(INDEX($C:$C,))), \"\", 'PWS Records (System Entry)'!$D$4)","v":"LA1079001"},{"$f":"IF(AND(ISBLANK(INDEX($G:$G,)), ISBLANK(INDEX($C:$C,))), \"\", 'PWS Records (System Entry)'!$D$3)","v":"City of Alexandria Water System"},"2800 JACKSON ST","ALEXANDRIA","LA",71303,10715638,31.293580200000001,-92.466779099999997,null,"Unknown","Not Applicable","Don't Know",null,null,null,"Unknown","Not Applicable",null,null,"Lead Status Unknown"]
[{"$f":"IF(AND(ISBLANK(INDEX($G:$G,)), ISBLANK(INDEX($C:$C,))), \"\", 'PWS Records (System Entry)'!$D$4)","v":"LA1079001"},{"$f":"IF(AND(ISBLANK(INDEX($G:$G,)), ISBLANK(INDEX($C:$C,))), \"\", 'PWS Records (System Entry)'!$D$3)","v":"City of Alexandria Water System"},"1310 WASHINGTON ST APT H","ALEXANDRIA","LA",71301,10715636,31.3045996,-92.449997199999999,null,"Unknown","Not Applicable","Don't Know",null,null,null,"Unknown","Not Applicable",null,null,"Lead Status Unknown"]
[{"$f":"IF(AND(ISBLANK(INDEX($G:$G,)), ISBLANK(INDEX($C:$C,))), \"\", 'PWS Records (System Entry)'!$D$4)","v":"LA1079001"},{"$f":"IF(AND(ISBLANK(INDEX($G:$G,)), ISBLANK(INDEX($C:$C,))), \"\", 'PWS Records (System Entry)'!$D$3)","v":"City of Alexandria Water System"},"107 CORN ST","ALEXANDRIA","LA",71301,10715637,31.3173356,-92.454661000000002,null,"Unknown","Not Applicable","Don't Know",null,null,null,"Unknown","Not Applicable",null,null,"Lead Status Unknown"]
[{"$f":"IF(AND(ISBLANK(INDEX($G:$G,)), ISBLANK(INDEX($C:$C,))), \"\", 'PWS Records (System Entry)'!$D$4)","v":"LA1079001"},{"$f":"IF(AND(ISBLANK(INDEX($G:$G,)), ISBLANK(INDEX($C:$C,))), \"\", 'PWS Records (System Entry)'!$D$3)","v":"City of Alexandria Water System"},"107 CORN ST","ALEXANDRIA","LA",71301,10715639,31.3173356,-92.454661000000002,null,"Unknown","Not Applicable","Don't Know",null,null,null,"Unknown","Not Applicable",null,null,"Lead Status Unknown"]
[{"$f":"IF(AND(ISBLANK(INDEX($G:$G,)), ISBLANK(INDEX($C:$C,))), \"\", 'PWS Records (System Entry)'!$D$4)","v":"LA1079001"},{"$f":"IF(AND(ISBLANK(INDEX($G:$G,)), ISBLANK(INDEX($C:$C,))), \"\", 'PWS Records (System Entry)'!$D$3)","v":"City of Alexandria Water System"},"1311 CHARLTON ST","ALEXANDRIA","LA",71303,10715640,31.286121099999999,-92.471966699999996,null,"Unknown","Not Applicable","Don't Know",null,null,null,"Unknown","Not Applicable",null,null,"Lead Status Unknown"]
[{"$f":"IF(AND(ISBLANK(INDEX($G:$G,)), ISBLANK(INDEX($C:$C,))), \"\", 'PWS Records (System Entry)'!$D$4)","v":"LA1079001"},{"$f":"IF(AND(ISBLANK(INDEX($G:$G,)), ISBLANK(INDEX($C:$C,))), \"\", 'PWS Records (System Entry)'!$D$3)","v":"City of Alexandria Water System"},"2800 JONES AVE","ALEXANDRIA","LA",71301,10715641,31.292436299999999,-92.435276000000002,null,"Unknown","Not Applicable","Don't Know",null,null,null,"Unknown","Not Applicable",null,null,"Lead Status Unknown"]
[{"$f":"IF(AND(ISBLANK(INDEX($G:$G,)), ISBLANK(INDEX($C:$C,))), \"\", 'PWS Records (System Entry)'!$D$4)","v":"LA1079001"},{"$f":"IF(AND(ISBLANK(INDEX($G:$G,)), ISBLANK(INDEX($C:$C,))), \"\", 'PWS Records (System Entry)'!$D$3)","v":"City of Alexandria Water System"},"2800 JONES AVE","ALEXANDRIA","LA",71301,10715644,31.292436299999999,-92.435276000000002,null,"Unknown","Not Applicable","Don't Know",null,null,null,"Unknown","Not Applicable",null,null,"Lead Status Unknown"]
[{"$f":"IF(AND(ISBLANK(INDEX($G:$G,)), ISBLANK(INDEX($C:$C,))), \"\", 'PWS Records (System Entry)'!$D$4)","v":"LA1079001"},{"$f":"IF(AND(ISBLANK(INDEX($G:$G,)), ISBLANK(INDEX($C:$C,))), \"\", 'PWS Records (System Entry)'!$D$3)","v":"City of Alexandria Water System"},"107 GEORGETOWN DR","ALEXANDRIA","LA",71303,10715642,31.302905899999999,-92.485296899999994,null,"Unknown","Not Applicable","Don't Know",null,null,null,"Unknown","Not Applicable",null,null,"Lead Status Unknown"]
[{"$f":"IF(AND(ISBLANK(INDEX($G:$G,)), ISBLANK(INDEX($C:$C,))), \"\", 'PWS Records (System Entry)'!$D$4)","v":"LA1079001"},{"$f":"IF(AND(ISBLANK(INDEX($G:$G,)), ISBLANK(INDEX($C:$C,))), \"\", 'PWS Records (System Entry)'!$D$3)","v":"City of Alexandria Water System"},"1311 DALLAS AVE","ALEXANDRIA","LA",71303,10715643,31.285218700000001,-92.446371099999993,null,"Non-Lead - Other","Installation Date after Lead Ban","Don't Know",null,null,null,"Non-Lead - Other","Installation Date after Lead Ban",null,null,"Non-Lead"]
[{"$f":"IF(AND(ISBLANK(INDEX($G:$G,)), ISBLANK(INDEX($C:$C,))), \"\", 'PWS Records (System Entry)'!$D$4)","v":"LA1079001"},{"$f":"IF(AND(ISBLANK(INDEX($G:$G,)), ISBLANK(INDEX($C:$C,))), \"\", 'PWS Records (System Entry)'!$D$3)","v":"City of Alexandria Water System"},"107 NALL ST","ALEXANDRIA","LA",71303,10715645,31.298296100000002,-92.488952499999996,null,"Unknown","Not Applicable","Don't Know",null,null,null,"Unknown","Not Applicable",null,null,"Lead Status Unknown"]
[{"$f":"IF(AND(ISBLANK(INDEX($G:$G,)), ISBLANK(INDEX($C:$C,))), \"\", 'PWS Records (System Entry)'!$D$4)","v":"LA1079001"},{"$f":"IF(AND(ISBLANK(INDEX($G:$G,)), ISBLANK(INDEX($C:$C,))), \"\", 'PWS Records (System Entry)'!$D$3)","v":"City of Alexandria Water System"},"1311 ELIZABETH ST","ALEXANDRIA","LA",71303,10715646,31.2708698,-92.483777700000005,null,"Unknown","Not Applicable","Don't Know",null,null,null,"Unknown","Not Applicable",null,null,"Lead Status Unknown"]
[{"$f":"IF(AND(ISBLANK(INDEX($G:$G,)), ISBLANK(INDEX($C:$C,))), \"\", 'PWS Records (System Entry)'!$D$4)","v":"LA1079001"},{"$f":"IF(AND(ISBLANK(INDEX($G:$G,)), ISBLANK(INDEX($C:$C,))), \"\", 'PWS Records (System Entry)'!$D$3)","v":"City of Alexandria Water System"},"2800 RAPIDES AVE","ALEXANDRIA","LA",71303,10715647,31.308333999999999,-92.473280599999995,null,"Unknown","Not Applicable","Don't Know",null,null,null,"Unknown","Not Applicable",null,null,"Lead Status Unknown"]
[{"$f":"IF(AND(ISBLANK(INDEX($G:$G,)), ISBLANK(INDEX($C:$C,))), \"\", 'PWS Records (System Entry)'!$D$4)","v":"LA1079001"},{"$f":"IF(AND(ISBLANK(INDEX($G:$G,)), ISBLANK(INDEX($C:$C,))), \"\", 'PWS Records (System Entry)'!$D$3)","v":"City of Alexandria Water System"},"1311 FENNER ST","ALEXANDRIA","LA",71303,10715648,31.291665699999999,-92.448191699999995,null,"Unknown","Not Applicable","Don't Know",null,null,null,"Unknown","Not Applicable",null,null,"Lead Status Unknown"]
[{"$f":"IF(AND(ISBLANK(INDEX($G:$G,)), ISBLANK(INDEX($C:$C,))), \"\", 'PWS Records (System Entry)'!$D$4)","v":"LA1079001"},{"$f":"IF(AND(ISBLANK(INDEX($G:$G,)), ISBLANK(INDEX($C:$C,))), \"\", 'PWS Records (System Entry)'!$D$3)","v":"City of Alexandria Water System"},"107 PARK PLACE DR","ALEXANDRIA","LA",71303,10715649,31.285063600000001,-92.461827200000002,null,"Unknown","Not Applicable","Don't Know",null,null,null,"Unknown","Not Applicable",null,null,"Lead Status Unknown"]
[{"$f":"IF(AND(ISBLANK(INDEX($G:$G,)), ISBLANK(INDEX($C:$C,))), \"\", 'PWS Records (System Entry)'!$D$4)","v":"LA1079001"},{"$f":"IF(AND(ISBLANK(INDEX($G:$G,)), ISBLANK(INDEX($C:$C,))), \"\", 'PWS Records (System Entry)'!$D$3)","v":"City of Alexandria Water System"},"1311 MCNUTT DR","ALEXANDRIA","LA",71303,10715650,31.272589199999999,-92.482895400000004,null,"Unknown","Not Applicable","Don't Know",null,null,null,"Unknown","Not Applicable",null,null,"Lead Status Unknown"]
[{"$f":"IF(AND(ISBLANK(INDEX($G:$G,)), ISBLANK(INDEX($C:$C,))), \"\", 'PWS Records (System Entry)'!$D$4)","v":"LA1079001"},{"$f":"IF(AND(ISBLANK(INDEX($G:$G,)), ISBLANK(INDEX($C:$C,))), \"\", 'PWS Records (System Entry)'!$D$3)","v":"City of Alexandria Water System"},"107 PARKWOOD DR","ALEXANDRIA","LA",71303,10715651,31.324466699999999,-92.455764700000003,null,"Non-Lead - Other","Installation Date after Lead Ban","Don't Know",null,null,null,"Non-Lead - Other","Installation Date after Lead Ban",null,null,"Non-Lead"]
[{"$f":"IF(AND(ISBLANK(INDEX($G:$G,)), ISBLANK(INDEX($C:$C,))), \"\", 'PWS Records (System Entry)'!$D$4)","v":"LA1079001"},{"$f":"IF(AND(ISBLANK(INDEX($G:$G,)), ISBLANK(INDEX($C:$C,))), \"\", 'PWS Records (System Entry)'!$D$3)","v":"City of Alexandria Water System"},"2800 S MACARTHUR DR","ALEXANDRIA","LA",71302,10715652,31.265453999999998,-92.460425000000001,null,"Unknown","Not Applicable","Don't Know",null,null,null,"Unknown","Not Applicable",null,null,"Lead Status Unknown"]
[{"$f":"IF(AND(ISBLANK(INDEX($G:$G,)), ISBLANK(INDEX($C:$C,))), \"\", 'PWS Records (System Entry)'!$D$4)","v":"LA1079001"},{"$f":"IF(AND(ISBLANK(INDEX($G:$G,)), ISBLANK(INDEX($C:$C,))), \"\", 'PWS Records (System Entry)'!$D$3)","v":"City of Alexandria Water System"},"2800 S MACARTHUR DR","ALEXANDRIA","LA",71302,10715654,31.265453999999998,-92.460425000000001,null,"Unknown","Not Applicable","Don't Know",null,null,null,"Unknown","Not Applicable",null,null,"Lead Status Unknown"]
[{"$f":"IF(AND(ISBLANK(INDEX($G:$G,)), ISBLANK(INDEX($C:$C,))), \"\", 'PWS Records (System Entry)'!$D$4)","v":"LA1079001"},{"$f":"IF(AND(ISBLANK(INDEX($G:$G,)), ISBLANK(INDEX($C:$C,))), \"\", 'PWS Records (System Entry)'!$D$3)","v":"City of Alexandria Water System"},"1311 MOHON ST","ALEXANDRIA","LA",71303,10715653,31.274920900000001,-92.4810947,null,"Unknown","Not Applicable","Don't Know",null,null,null,"Unknown","Not Applicable",null,null,"Lead Status Unknown"]
[{"$f":"IF(AND(ISBLANK(INDEX($G:$G,)), ISBLANK(INDEX($C:$C,))), \"\", 'PWS Records (System Entry)'!$D$4)","v":"LA1079001"},{"$f":"IF(AND(ISBLANK(INDEX($G:$G,)), ISBLANK(INDEX($C:$C,))), \"\", 'PWS Records (System Entry)'!$D$3)","v":"City of Alexandria Water System"},"107 PECAN WOOD DR","ALEXANDRIA","LA",71303,10715655,31.272856000000001,-92.499746000000002,null,"Non-Lead - Other","Installation Record (for example, tap card)","Don't Know",null,null,null,"Non-Lead - Other","Installation Record (for example, tap card)",null,null,"Non-Lead"]
[{"$f":"IF(AND(ISBLANK(INDEX($G:$G,)), ISBLANK(INDEX($C:$C,))), \"\", 'PWS Records (System Entry)'!$D$4)","v":"LA1079001"},{"$f":"IF(AND(ISBLANK(INDEX($G:$G,)), ISBLANK(INDEX($C:$C,))), \"\", 'PWS Records (System Entry)'!$D$3)","v":"City of Alexandria Water System"},"1311 PARK AVE","ALEXANDRIA","LA",71303,10715656,31.309162700000002,-92.454814999999996,null,"Unknown","Not Applicable","Don't Know",null,null,null,"Unknown","Not Applicable",null,null,"Lead Status Unknown"]
[{"$f":"IF(AND(ISBLANK(INDEX($G:$G,)), ISBLANK(INDEX($C:$C,))), \"\", 'PWS Records (System Entry)'!$D$4)","v":"LA1079001"},{"$f":"IF(AND(ISBLANK(INDEX($G:$G,)), ISBLANK(INDEX($C:$C,))), \"\", 'PWS Records (System Entry)'!$D$3)","v":"City of Alexandria Water System"},"107 RIDGEDALE DR","ALEXANDRIA","LA",71301,10715657,31.232675,-92.438697000000005,null,"Non-Lead - Other","Installation Record (for example, tap card)","Don't Know",null,null,null,"Non-Lead - Other","Installation Record (for example, tap card)",null,null,"Non-Lead"]
[{"$f":"IF(AND(ISBLANK(INDEX($G:$G,)), ISBLANK(INDEX($C:$C,))), \"\", 'PWS Records (System Entry)'!$D$4)","v":"LA1079001"},{"$f":"IF(AND(ISBLANK(INDEX($G:$G,)), ISBLANK(INDEX($C:$C,))), \"\", 'PWS Records (System Entry)'!$D$3)","v":"City of Alexandria Water System"},"107 RIDGEDALE DR","ALEXANDRIA","LA",71301,10715660,31.232675,-92.438697000000005,null,"Non-Lead - Other","Installation Record (for example, tap card)","Don't Know",null,null,null,"Non-Lead - Other","Installation Record (for example, tap card)",null,null,"Non-Lead"]
[{"$f":"IF(AND(ISBLANK(INDEX($G:$G,)), ISBLANK(INDEX($C:$C,))), \"\", 'PWS Records (System Entry)'!$D$4)","v":"LA1079001"},{"$f":"IF(AND(ISBLANK(INDEX($G:$G,)), ISBLANK(INDEX($C:$C,))), \"\", 'PWS Records (System Entry)'!$D$3)","v":"City of Alexandria Water System"},"2800 SUMMERWOOD LN","ALEXANDRIA","LA",71303,10715658,31.316318599999999,-92.478679,null,"Non-Lead - Plastic","Installation Date after Lead Ban","Don't Know",null,null,null,"Non-Lead - Plastic","Installation Date after Lead Ban",null,null,"Non-Lead"]
[{"$f":"IF(AND(ISBLANK(INDEX($G:$G,)), ISBLANK(INDEX($C:$C,))), \"\", 'PWS Records (System Entry)'!$D$4)","v":"LA1079001"},{"$f":"IF(AND(ISBLANK(INDEX($G:$G,)), ISBLANK(INDEX($C:$C,))), \"\", 'PWS Records (System Entry)'!$D$3)","v":"City of Alexandria Water System"},"1311 PETERMAN DR","ALEXANDRIA","LA",71303,10715659,31.275931,-92.480295499999997,null,"Unknown","Not Applicable","Don't Know",null,null,null,"Unknown","Not Applicable",null,null,"Lead Status Unknown"]
[{"$f":"IF(AND(ISBLANK(INDEX($G:$G,)), ISBLANK(INDEX($C:$C,))), \"\", 'PWS Records (System Entry)'!$D$4)","v":"LA1079001"},{"$f":"IF(AND(ISBLANK(INDEX($G:$G,)), ISBLANK(INDEX($C:$C,))), \"\", 'PWS Records (System Entry)'!$D$3)","v":"City of Alexandria Water System"},"2800 W MACARTHUR DR","ALEXANDRIA","LA",71303,10715661,31.265453999999998,-92.460425000000001,null,"Unknown","Not Applicable","Don't Know",null,null,null,"Unknown","Not Applicable",null,null,"Lead Status Unknown"]
[{"$f":"IF(AND(ISBLANK(INDEX($G:$G,)), ISBLANK(INDEX($C:$C,))), \"\", 'PWS Records (System Entry)'!$D$4)","v":"LA1079001"},{"$f":"IF(AND(ISBLANK(INDEX($G:$G,)), ISBLANK(INDEX($C:$C,))), \"\", 'PWS Records (System Entry)'!$D$3)","v":"City of Alexandria Water System"},"1311 TURNER ST","ALEXANDRIA","LA",71303,10715662,31.299251099999999,-92.447377799999998,null,"Unknown","Not Applicable","Don't Know",null,null,null,"Unknown","Not Applicable",null,null,"Lead Status Unknown"]
[{"$f":"IF(AND(ISBLANK(INDEX($G:$G,)), ISBLANK(INDEX($C:$C,))), \"\", 'PWS Records (System Entry)'!$D$4)","v":"LA1079001"},{"$f":"IF(AND(ISBLANK(INDEX($G:$G,)), ISBLANK(INDEX($C:$C,))), \"\", 'PWS Records (System Entry)'!$D$3)","v":"City of Alexandria Water System"},"108 CONSTITUTION BLVD","ALEXANDRIA","LA",71303,10715663,31.298899800000001,-92.485990000000001,null,"Unknown","Not Applicable","Don't Know",null,null,null,"Unknown","Not Applicable",null,null,"Lead Status Unknown"]
[{"$f":"IF(AND(ISBLANK(INDEX($G:$G,)), ISBLANK(INDEX($C:$C,))), \"\", 'PWS Records (System Entry)'!$D$4)","v":"LA1079001"},{"$f":"IF(AND(ISBLANK(INDEX($G:$G,)), ISBLANK(INDEX($C:$C,))), \"\", 'PWS Records (System Entry)'!$D$3)","v":"City of Alexandria Water System"},"2801 ENTERPRISE RD","ALEXANDRIA","LA",71303,10715665,31.321688999999999,-92.484402900000006,null,"Non-Lead - Other","Installation Date after Lead Ban","Don't Know",null,null,null,"Non-Lead - Other","Installation Date after Lead Ban",null,null,"Non-Lead"]
[{"$f":"IF(AND(ISBLANK(INDEX($G:$G,)), ISBLANK(INDEX($C:$C,))), \"\", 'PWS Records (System Entry)'!$D$4)","v":"LA1079001"},{"$f":"IF(AND(ISBLANK(INDEX($G:$G,)), ISBLANK(INDEX($C:$C,))), \"\", 'PWS Records (System Entry)'!$D$3)","v":"City of Alexandria Water System"},"1311 WINDSOR PL","ALEXANDRIA","LA",71303,10715664,31.280903599999998,-92.478889899999999,null,"Unknown","Not Applicable","Don't Know",null,null,null,"Unknown","Not Applicable",null,null,"Lead Status Unknown"]
[{"$f":"IF(AND(ISBLANK(INDEX($G:$G,)), ISBLANK(INDEX($C:$C,))), \"\", 'PWS Records (System Entry)'!$D$4)","v":"LA1079001"},{"$f":"IF(AND(ISBLANK(INDEX($G:$G,)), ISBLANK(INDEX($C:$C,))), \"\", 'PWS Records (System Entry)'!$D$3)","v":"City of Alexandria Water System"},"1311 WINDSOR PL","ALEXANDRIA","LA",71303,10715667,31.280903599999998,-92.478889899999999,null,"Unknown","Not Applicable","Don't Know",null,null,null,"Unknown","Not Applicable",null,null,"Lead Status Unknown"]
[{"$f":"IF(AND(ISBLANK(INDEX($G:$G,)), ISBLANK(INDEX($C:$C,))), \"\", 'PWS Records (System Entry)'!$D$4)","v":"LA1079001"},{"$f":"IF(AND(ISBLANK(INDEX($G:$G,)), ISBLANK(INDEX($C:$C,))), \"\", 'PWS Records (System Entry)'!$D$3)","v":"City of Alexandria Water System"},"108 COTTAGE ST","ALEXANDRIA","LA",71303,10715666,31.310621399999999,-92.464706699999994,null,"Unknown","Not Applicable","Don't Know",null,null,null,"Unknown","Not Applicable",null,null,"Lead Status Unknown"]
[{"$f":"IF(AND(ISBLANK(INDEX($G:$G,)), ISBLANK(INDEX($C:$C,))), \"\", 'PWS Records (System Entry)'!$D$4)","v":"LA1079001"},{"$f":"IF(AND(ISBLANK(INDEX($G:$G,)), ISBLANK(INDEX($C:$C,))), \"\", 'PWS Records (System Entry)'!$D$3)","v":"City of Alexandria Water System"},"2801 GARY ST","ALEXANDRIA","LA",71303,10715668,31.2853943,-92.456152799999998,null,"Unknown","Not Applicable","Don't Know",null,null,null,"Unknown","Not Applicable",null,null,"Lead Status Unknown"]
[{"$f":"IF(AND(ISBLANK(INDEX($G:$G,)), ISBLANK(INDEX($C:$C,))), \"\", 'PWS Records (System Entry)'!$D$4)","v":"LA1079001"},{"$f":"IF(AND(ISBLANK(INDEX($G:$G,)), ISBLANK(INDEX($C:$C,))), \"\", 'PWS Records (System Entry)'!$D$3)","v":"City of Alexandria Water System"},"108 EOLA DR","ALEXANDRIA","LA",71303,10715669,31.296105399999998,-92.490023899999997,null,"Unknown","Not Applicable","Don't Know",null,null,null,"Unknown","Not Applicable",null,null,"Lead Status Unknown"]
[{"$f":"IF(AND(ISBLANK(INDEX($G:$G,)), ISBLANK(INDEX($C:$C,))), \"\", 'PWS Records (System Entry)'!$D$4)","v":"LA1079001"},{"$f":"IF(AND(ISBLANK(INDEX($G:$G,)), ISBLANK(INDEX($C:$C,))), \"\", 'PWS Records (System Entry)'!$D$3)","v":"City of Alexandria Water System"},"1312 APPLEWHITE ST","ALEXANDRIA","LA",71303,10715670,31.294862999999999,-92.439658899999998,null,"Unknown","Not Applicable","Don't Know",null,null,null,"Unknown","Not Applicable",null,null,"Lead Status Unknown"]
[{"$f":"IF(AND(ISBLANK(INDEX($G:$G,)), ISBLANK(INDEX($C:$C,))), \"\", 'PWS Records (System Entry)'!$D$4)","v":"LA1079001"},{"$f":"IF(AND(ISBLANK(INDEX($G:$G,)), ISBLANK(INDEX($C:$C,))), \"\", 'PWS Records (System Entry)'!$D$3)","v":"City of Alexandria Water System"},"1312 AUTUMN ORCHARD LOOP","ALEXANDRIA","LA",71303,10715671,31.3438354,-92.509560300000004,null,"Non-Lead - Plastic","Installation Date after Lead Ban","Don't Know",null,null,null,"Non-Lead - Plastic","Installation Date after Lead Ban",null,null,"Non-Lead"]
[{"$f":"IF(AND(ISBLANK(INDEX($G:$G,)), ISBLANK(INDEX($C:$C,))), \"\", 'PWS Records (System Entry)'!$D$4)","v":"LA1079001"},{"$f":"IF(AND(ISBLANK(INDEX($G:$G,)), ISBLANK(INDEX($C:$C,))), \"\", 'PWS Records (System Entry)'!$D$3)","v":"City of Alexandria Water System"},"108 GEORGETOWN DR","ALEXANDRIA","LA",71303,10715672,31.3028777,-92.485344600000005,null,"Unknown","Not Applicable","Don't Know",null,null,null,"Unknown","Not Applicable",null,null,"Lead Status Unknown"]
[{"$f":"IF(AND(ISBLANK(INDEX($G:$G,)), ISBLANK(INDEX($C:$C,))), \"\", 'PWS Records (System Entry)'!$D$4)","v":"LA1079001"},{"$f":"IF(AND(ISBLANK(INDEX($G:$G,)), ISBLANK(INDEX($C:$C,))), \"\", 'PWS Records (System Entry)'!$D$3)","v":"City of Alexandria Water System"},"2801 HYNSON ST","ALEXANDRIA","LA",71303,10715673,31.305306000000002,-92.473076000000006,null,"Unknown","Not Applicable","Don't Know",null,null,null,"Unknown","Not Applicable",null,null,"Lead Status Unknown"]
[{"$f":"IF(AND(ISBLANK(INDEX($G:$G,)), ISBLANK(INDEX($C:$C,))), \"\", 'PWS Records (System Entry)'!$D$4)","v":"LA1079001"},{"$f":"IF(AND(ISBLANK(INDEX($G:$G,)), ISBLANK(INDEX($C:$C,))), \"\", 'PWS Records (System Entry)'!$D$3)","v":"City of Alexandria Water System"},"1312 BONAIRE TRCE","ALEXANDRIA","LA",71303,10715674,31.3082362,-92.486863600000007,null,"Non-Lead - Other","Installation Record (for example, tap card)","Don't Know",null,null,null,"Non-Lead - Other","Installation Record (for example, tap card)",null,null,"Non-Lead"]
[{"$f":"IF(AND(ISBLANK(INDEX($G:$G,)), ISBLANK(INDEX($C:$C,))), \"\", 'PWS Records (System Entry)'!$D$4)","v":"LA1079001"},{"$f":"IF(AND(ISBLANK(INDEX($G:$G,)), ISBLANK(INDEX($C:$C,))), \"\", 'PWS Records (System Entry)'!$D$3)","v":"City of Alexandria Water System"},"108 GREATRIDGE CIR","ALEXANDRIA","LA",71303,10715675,31.231705000000002,-92.437875000000005,null,"Non-Lead - Other","Installation Record (for example, tap card)","Don't Know",null,null,null,"Non-Lead - Other","Installation Record (for example, tap card)",null,null,"Non-Lead"]
[{"$f":"IF(AND(ISBLANK(INDEX($G:$G,)), ISBLANK(INDEX($C:$C,))), \"\", 'PWS Records (System Entry)'!$D$4)","v":"LA1079001"},{"$f":"IF(AND(ISBLANK(INDEX($G:$G,)), ISBLANK(INDEX($C:$C,))), \"\", 'PWS Records (System Entry)'!$D$3)","v":"City of Alexandria Water System"},"108 GREATRIDGE CIR","ALEXANDRIA","LA",71303,10715677,31.231705000000002,-92.437875000000005,null,"Non-Lead - Other","Installation Record (for example, tap card)","Don't Know",null,null,null,"Non-Lead - Other","Installation Record (for example, tap card)",null,null,"Non-Lead"]
[{"$f":"IF(AND(ISBLANK(INDEX($G:$G,)), ISBLANK(INDEX($C:$C,))), \"\", 'PWS Records (System Entry)'!$D$4)","v":"LA1079001"},{"$f":"IF(AND(ISBLANK(INDEX($G:$G,)), ISBLANK(INDEX($C:$C,))), \"\", 'PWS Records (System Entry)'!$D$3)","v":"City of Alexandria Water System"},"2801 JACKSON ST","ALEXANDRIA","LA",71303,10715676,31.2935762,-92.466703300000006,null,"Unknown","Not Applicable","Don't Know",null,null,null,"Unknown","Not Applicable",null,null,"Lead Status Unknown"]
[{"$f":"IF(AND(ISBLANK(INDEX($G:$G,)), ISBLANK(INDEX($C:$C,))), \"\", 'PWS Records (System Entry)'!$D$4)","v":"LA1079001"},{"$f":"IF(AND(ISBLANK(INDEX($G:$G,)), ISBLANK(INDEX($C:$C,))), \"\", 'PWS Records (System Entry)'!$D$3)","v":"City of Alexandria Water System"},"1312 HORSESHOE DR","ALEXANDRIA","LA",71303,10715678,31.262161200000001,-92.4885175,null,"Unknown","Not Applicable","Don't Know",null,null,null,"Unknown","Not Applicable",null,null,"Lead Status Unknown"]
[{"$f":"IF(AND(ISBLANK(INDEX($G:$G,)), ISBLANK(INDEX($C:$C,))), \"\", 'PWS Records (System Entry)'!$D$4)","v":"LA1079001"},{"$f":"IF(AND(ISBLANK(INDEX($G:$G,)), ISBLANK(INDEX($C:$C,))), \"\", 'PWS Records (System Entry)'!$D$3)","v":"City of Alexandria Water System"},"1312 HORSESHOE DR","ALEXANDRIA","LA",71303,10715679,31.262161200000001,-92.4885175,null,"Unknown","Not Applicable","Don't Know",null,null,null,"Unknown","Not Applicable",null,null,"Lead Status Unknown"]
[{"$f":"IF(AND(ISBLANK(INDEX($G:$G,)), ISBLANK(INDEX($C:$C,))), \"\", 'PWS Records (System Entry)'!$D$4)","v":"LA1079001"},{"$f":"IF(AND(ISBLANK(INDEX($G:$G,)), ISBLANK(INDEX($C:$C,))), \"\", 'PWS Records (System Entry)'!$D$3)","v":"City of Alexandria Water System"},"2801 MARYE ST","ALEXANDRIA","LA",71303,10715680,31.294757600000001,-92.468144699999996,null,"Unknown","Not Applicable","Don't Know",null,null,null,"Unknown","Not Applicable",null,null,"Lead Status Unknown"]
[{"$f":"IF(AND(ISBLANK(INDEX($G:$G,)), ISBLANK(INDEX($C:$C,))), \"\", 'PWS Records (System Entry)'!$D$4)","v":"LA1079001"},{"$f":"IF(AND(ISBLANK(INDEX($G:$G,)), ISBLANK(INDEX($C:$C,))), \"\", 'PWS Records (System Entry)'!$D$3)","v":"City of Alexandria Water System"},"2801 MARYE ST","ALEXANDRIA","LA",71303,10715682,31.294757600000001,-92.468144699999996,null,"Unknown","Not Applicable","Don't Know",null,null,null,"Unknown","Not Applicable",null,null,"Lead Status Unknown"]
[{"$f":"IF(AND(ISBLANK(INDEX($G:$G,)), ISBLANK(INDEX($C:$C,))), \"\", 'PWS Records (System Entry)'!$D$4)","v":"LA1079001"},{"$f":"IF(AND(ISBLANK(INDEX($G:$G,)), ISBLANK(INDEX($C:$C,))), \"\", 'PWS Records (System Entry)'!$D$3)","v":"City of Alexandria Water System"},"108 HEYMAN LN","ALEXANDRIA","LA",71303,10715681,31.297068100000001,-92.486882199999997,null,"Unknown","Not Applicable","Don't Know",null,null,null,"Unknown","Not Applicable",null,null,{"$f":"IF(AND(INDEX($K:$K,)=\"\", INDEX($L:$L,)=\"\", INDEX($M:$M,)=\"\", INDEX($Q:$Q,)=\"\", INDEX($R:$R,)=\"\"), \"\", IF(OR(INDEX($K:$K,)=\"Lead\",INDEX($Q:$Q,)=\"Lead\"),\"Lead\",IF(OR(AND(OR(INDEX($M:$M,)=\"Yes\", INDEX($M:$M,)=\"Don't Know\", INDEX($M:$M,)=\"\"), INDEX($Q:$Q,)=\"Galvanized Iron/Steel\"), AND(INDEX($K:$K,)=\"Unknown\", INDEX($M:$M,)=\"No\", INDEX($Q:$Q,)=\"Galvanized Iron/Steel\")), \"Galvanized Requiring Replacement\", IF(OR(AND(OR(INDEX($K:$K,)=\"Galvanized Iron/Steel\", INDEX($K:$K,)=\"Non-Lead - Copper\", INDEX($K:$K,)=\"Non-Lead - Plastic\", INDEX($K:$K,)=\"Non-Lead - Other\", INDEX($K:$K,)=\"Non-Lead - Material Unknown\", INDEX($K:$K,)=\"No System Owned Portion\"), OR(INDEX($Q:$Q,)=\"Galvanized Iron/Steel\", INDEX($Q:$Q,)=\"Non-Lead - Copper\", INDEX($Q:$Q,)=\"Non-Lead - Plastic\", INDEX($Q:$Q,)=\"Non-Lead - Other\", INDEX($Q:$Q,)=\"Non-Lead - Predictive Model\", INDEX($Q:$Q,)=\"No Customer Owned Portion\")), AND(OR( INDEX($K:$K,)=\"Galvanized Iron/Steel\", INDEX($K:$K,)=\"Non-Lead - Copper\", INDEX($K:$K,)=\"Non-Lead - Plastic\", INDEX($K:$K,)=\"Non-Lead - Other\", INDEX($K:$K,)=\"Non-Lead - Material Unknown\", INDEX($K:$K,)=\"No System Owned Portion\"), INDEX($M:$M,)=\"No\", INDEX($Q:$Q,)=\"Non-Lead - Material Unknown\")), \"Non-Lead\", \"Lead Status Unknown\"))))","v":"Lead Status Unknown"}]
[{"$f":"IF(AND(ISBLANK(INDEX($G:$G,)), ISBLANK(INDEX($C:$C,))), \"\", 'PWS Records (System Entry)'!$D$4)","v":"LA1079001"},{"$f":"IF(AND(ISBLANK(INDEX($G:$G,)), ISBLANK(INDEX($C:$C,))), \"\", 'PWS Records (System Entry)'!$D$3)","v":"City of Alexandria Water System"},"1312 LOUISE ST","ALEXANDRIA","LA",71303,10715683,31.313757899999999,-92.483191399999995,null,"Non-Lead - Plastic","Installation Record (for example, tap card)","Don't Know",null,null,null,"Unknown","Not Applicable",null,null,"Lead Status Unknown"]
[{"$f":"IF(AND(ISBLANK(INDEX($G:$G,)), ISBLANK(INDEX($C:$C,))), \"\", 'PWS Records (System Entry)'!$D$4)","v":"LA1079001"},{"$f":"IF(AND(ISBLANK(INDEX($G:$G,)), ISBLANK(INDEX($C:$C,))), \"\", 'PWS Records (System Entry)'!$D$3)","v":"City of Alexandria Water System"},"108 HOPE ST","ALEXANDRIA","LA",71303,10715684,31.310579700000002,-92.463677399999995,null,"Unknown","Not Applicable","Don't Know",null,null,null,"Unknown","Not Applicable",null,null,"Lead Status Unknown"]
[{"$f":"IF(AND(ISBLANK(INDEX($G:$G,)), ISBLANK(INDEX($C:$C,))), \"\", 'PWS Records (System Entry)'!$D$4)","v":"LA1079001"},{"$f":"IF(AND(ISBLANK(INDEX($G:$G,)), ISBLANK(INDEX($C:$C,))), \"\", 'PWS Records (System Entry)'!$D$3)","v":"City of Alexandria Water System"},"1312 MCNUTT DR","ALEXANDRIA","LA",71303,10715686,31.272396000000001,-92.483196000000007,null,"Unknown","Not Applicable","Don't Know",null,null,null,"Unknown","Not Applicable",null,null,"Lead Status Unknown"]
[{"$f":"IF(AND(ISBLANK(INDEX($G:$G,)), ISBLANK(INDEX($C:$C,))), \"\", 'PWS Records (System Entry)'!$D$4)","v":"LA1079001"},{"$f":"IF(AND(ISBLANK(INDEX($G:$G,)), ISBLANK(INDEX($C:$C,))), \"\", 'PWS Records (System Entry)'!$D$3)","v":"City of Alexandria Water System"},"2801 OVERTON ST","ALEXANDRIA","LA",71303,10715685,31.287492799999999,-92.450324499999994,null,"Unknown","Not Applicable","Don't Know",null,null,null,"Unknown","Not Applicable",null,null,"Lead Status Unknown"]
[{"$f":"IF(AND(ISBLANK(INDEX($G:$G,)), ISBLANK(INDEX($C:$C,))), \"\", 'PWS Records (System Entry)'!$D$4)","v":"LA1079001"},{"$f":"IF(AND(ISBLANK(INDEX($G:$G,)), ISBLANK(INDEX($C:$C,))), \"\", 'PWS Records (System Entry)'!$D$3)","v":"City of Alexandria Water System"},"108 PECAN BAYOU DR","ALEXANDRIA","LA",71303,10715687,31.327126,-92.517847000000003,null,"Non-Lead - Other","Installation Record (for example, tap card)","Don't Know",null,null,null,"Non-Lead - Other","Installation Record (for example, tap card)",null,null,"Non-Lead"]
[{"$f":"IF(AND(ISBLANK(INDEX($G:$G,)), ISBLANK(INDEX($C:$C,))), \"\", 'PWS Records (System Entry)'!$D$4)","v":"LA1079001"},{"$f":"IF(AND(ISBLANK(INDEX($G:$G,)), ISBLANK(INDEX($C:$C,))), \"\", 'PWS Records (System Entry)'!$D$3)","v":"City of Alexandria Water System"},"1312 MONROE ST","ALEXANDRIA","LA",71303,10715689,31.310608299999998,-92.456749000000002,null,"Unknown","Not Applicable","Don't Know",null,null,null,"Unknown","Not Applicable",null,null,"Lead Status Unknown"]
[{"$f":"IF(AND(ISBLANK(INDEX($G:$G,)), ISBLANK(INDEX($C:$C,))), \"\", 'PWS Records (System Entry)'!$D$4)","v":"LA1079001"},{"$f":"IF(AND(ISBLANK(INDEX($G:$G,)), ISBLANK(INDEX($C:$C,))), \"\", 'PWS Records (System Entry)'!$D$3)","v":"City of Alexandria Water System"},"2801 PERSHING AVE","ALEXANDRIA","LA",71303,10715688,31.297184099999999,-92.469829200000007,null,"Unknown","Not Applicable","Don't Know",null,null,null,"Unknown","Not Applicable",null,null,"Lead Status Unknown"]
[{"$f":"IF(AND(ISBLANK(INDEX($G:$G,)), ISBLANK(INDEX($C:$C,))), \"\", 'PWS Records (System Entry)'!$D$4)","v":"LA1079001"},{"$f":"IF(AND(ISBLANK(INDEX($G:$G,)), ISBLANK(INDEX($C:$C,))), \"\", 'PWS Records (System Entry)'!$D$3)","v":"City of Alexandria Water System"},"2801 PERSHING AVE","ALEXANDRIA","LA",71303,10715690,31.297184099999999,-92.469829200000007,null,"Unknown","Not Applicable","Don't Know",null,null,null,"Unknown","Not Applicable",null,null,"Lead Status Unknown"]
[{"$f":"IF(AND(ISBLANK(INDEX($G:$G,)), ISBLANK(INDEX($C:$C,))), \"\", 'PWS Records (System Entry)'!$D$4)","v":"LA1079001"},{"$f":"IF(AND(ISBLANK(INDEX($G:$G,)), ISBLANK(INDEX($C:$C,))), \"\", 'PWS Records (System Entry)'!$D$3)","v":"City of Alexandria Water System"},"1312 PETERMAN DR","ALEXANDRIA","LA",71303,10715691,31.275929000000001,-92.480466899999996,null,"Unknown","Not Applicable","Don't Know",null,null,null,"Unknown","Not Applicable",null,null,"Lead Status Unknown"]
[{"$f":"IF(AND(ISBLANK(INDEX($G:$G,)), ISBLANK(INDEX($C:$C,))), \"\", 'PWS Records (System Entry)'!$D$4)","v":"LA1079001"},{"$f":"IF(AND(ISBLANK(INDEX($G:$G,)), ISBLANK(INDEX($C:$C,))), \"\", 'PWS Records (System Entry)'!$D$3)","v":"City of Alexandria Water System"},"108 RAGAN DR","ALEXANDRIA","LA",71303,10715692,31.271667000000001,-92.500143800000004,null,"Unknown","Not Applicable","Don't Know",null,null,null,"Unknown","Not Applicable",null,null,"Lead Status Unknown"]
[{"$f":"IF(AND(ISBLANK(INDEX($G:$G,)), ISBLANK(INDEX($C:$C,))), \"\", 'PWS Records (System Entry)'!$D$4)","v":"LA1079001"},{"$f":"IF(AND(ISBLANK(INDEX($G:$G,)), ISBLANK(INDEX($C:$C,))), \"\", 'PWS Records (System Entry)'!$D$3)","v":"City of Alexandria Water System"},"1312 SHIRLAND AVE","ALEXANDRIA","LA",71303,10715693,31.3127286,-92.458759299999997,null,"Unknown","Not Applicable","Don't Know",null,null,null,"Unknown","Not Applicable",null,null,"Lead Status Unknown"]
[{"$f":"IF(AND(ISBLANK(INDEX($G:$G,)), ISBLANK(INDEX($C:$C,))), \"\", 'PWS Records (System Entry)'!$D$4)","v":"LA1079001"},{"$f":"IF(AND(ISBLANK(INDEX($G:$G,)), ISBLANK(INDEX($C:$C,))), \"\", 'PWS Records (System Entry)'!$D$3)","v":"City of Alexandria Water System"},"2802 ELLIOTT ST","ALEXANDRIA","LA",71303,10715694,31.295479700000001,-92.469343300000006,null,"Unknown","Not Applicable","Don't Know",null,null,null,"Unknown","Not Applicable",null,null,"Lead Status Unknown"]
[{"$f":"IF(AND(ISBLANK(INDEX($G:$G,)), ISBLANK(INDEX($C:$C,))), \"\", 'PWS Records (System Entry)'!$D$4)","v":"LA1079001"},{"$f":"IF(AND(ISBLANK(INDEX($G:$G,)), ISBLANK(INDEX($C:$C,))), \"\", 'PWS Records (System Entry)'!$D$3)","v":"City of Alexandria Water System"},"2802 ELLIOTT ST","ALEXANDRIA","LA",71303,10715695,31.295479700000001,-92.469343300000006,null,"Unknown","Not Applicable","Don't Know",null,null,null,"Unknown","Not Applicable",null,null,"Lead Status Unknown"]
[{"$f":"IF(AND(ISBLANK(INDEX($G:$G,)), ISBLANK(INDEX($C:$C,))), \"\", 'PWS Records (System Entry)'!$D$4)","v":"LA1079001"},{"$f":"IF(AND(ISBLANK(INDEX($G:$G,)), ISBLANK(INDEX($C:$C,))), \"\", 'PWS Records (System Entry)'!$D$3)","v":"City of Alexandria Water System"},"108 TERRA AVE","ALEXANDRIA","LA",71303,10715696,31.2729991,-92.499514300000001,null,"Unknown","Not Applicable","Don't Know",null,null,null,"Unknown","Not Applicable",null,null,"Lead Status Unknown"]
[{"$f":"IF(AND(ISBLANK(INDEX($G:$G,)), ISBLANK(INDEX($C:$C,))), \"\", 'PWS Records (System Entry)'!$D$4)","v":"LA1079001"},{"$f":"IF(AND(ISBLANK(INDEX($G:$G,)), ISBLANK(INDEX($C:$C,))), \"\", 'PWS Records (System Entry)'!$D$3)","v":"City of Alexandria Water System"},"1313 BONAIRE TRCE","ALEXANDRIA","LA",71303,10715697,31.308485099999999,-92.487170000000006,null,"Non-Lead - Plastic","Installation Date after Lead Ban","Don't Know",null,null,null,"Non-Lead - Plastic","Installation Date after Lead Ban",null,null,"Non-Lead"]
[{"$f":"IF(AND(ISBLANK(INDEX($G:$G,)), ISBLANK(INDEX($C:$C,))), \"\", 'PWS Records (System Entry)'!$D$4)","v":"LA1079001"},{"$f":"IF(AND(ISBLANK(INDEX($G:$G,)), ISBLANK(INDEX($C:$C,))), \"\", 'PWS Records (System Entry)'!$D$3)","v":"City of Alexandria Water System"},"2802 HORSESHOE DR","ALEXANDRIA","LA",71301,10715698,31.260292199999999,-92.462428099999997,null,"Unknown","Not Applicable","Don't Know",null,null,null,"Unknown","Not Applicable",null,null,"Lead Status Unknown"]
[{"$f":"IF(AND(ISBLANK(INDEX($G:$G,)), ISBLANK(INDEX($C:$C,))), \"\", 'PWS Records (System Entry)'!$D$4)","v":"LA1079001"},{"$f":"IF(AND(ISBLANK(INDEX($G:$G,)), ISBLANK(INDEX($C:$C,))), \"\", 'PWS Records (System Entry)'!$D$3)","v":"City of Alexandria Water System"},"109 EOLA DR","ALEXANDRIA","LA",71303,10715699,31.296147900000001,-92.489983300000006,null,"Unknown","Not Applicable","Don't Know",null,null,null,"Unknown","Not Applicable",null,null,"Lead Status Unknown"]
[{"$f":"IF(AND(ISBLANK(INDEX($G:$G,)), ISBLANK(INDEX($C:$C,))), \"\", 'PWS Records (System Entry)'!$D$4)","v":"LA1079001"},{"$f":"IF(AND(ISBLANK(INDEX($G:$G,)), ISBLANK(INDEX($C:$C,))), \"\", 'PWS Records (System Entry)'!$D$3)","v":"City of Alexandria Water System"},"1313 ENTERPRISE RD","ALEXANDRIA","LA",71303,10715700,31.3216164,-92.470456299999995,null,"Unknown","Not Applicable","Don't Know",null,null,null,"Unknown","Not Applicable",null,null,"Lead Status Unknown"]
[{"$f":"IF(AND(ISBLANK(INDEX($G:$G,)), ISBLANK(INDEX($C:$C,))), \"\", 'PWS Records (System Entry)'!$D$4)","v":"LA1079001"},{"$f":"IF(AND(ISBLANK(INDEX($G:$G,)), ISBLANK(INDEX($C:$C,))), \"\", 'PWS Records (System Entry)'!$D$3)","v":"City of Alexandria Water System"},"2802 MARYE ST","ALEXANDRIA","LA",71303,10715701,31.294713000000002,-92.468480400000004,null,"Unknown","Not Applicable","Don't Know",null,null,null,"Unknown","Not Applicable",null,null,"Lead Status Unknown"]
[{"$f":"IF(AND(ISBLANK(INDEX($G:$G,)), ISBLANK(INDEX($C:$C,))), \"\", 'PWS Records (System Entry)'!$D$4)","v":"LA1079001"},{"$f":"IF(AND(ISBLANK(INDEX($G:$G,)), ISBLANK(INDEX($C:$C,))), \"\", 'PWS Records (System Entry)'!$D$3)","v":"City of Alexandria Water System"},"2802 MARYE ST","ALEXANDRIA","LA",71303,10715705,31.294713000000002,-92.468480400000004,null,"Unknown","Not Applicable","Don't Know",null,null,null,"Unknown","Not Applicable",null,null,"Lead Status Unknown"]
[{"$f":"IF(AND(ISBLANK(INDEX($G:$G,)), ISBLANK(INDEX($C:$C,))), \"\", 'PWS Records (System Entry)'!$D$4)","v":"LA1079001"},{"$f":"IF(AND(ISBLANK(INDEX($G:$G,)), ISBLANK(INDEX($C:$C,))), \"\", 'PWS Records (System Entry)'!$D$3)","v":"City of Alexandria Water System"},"109 MARY LN","ALEXANDRIA","LA",71303,10715702,31.302570200000002,-92.471314399999997,null,"Unknown","Not Applicable","Don't Know",null,null,null,"Unknown","Not Applicable",null,null,"Lead Status Unknown"]
[{"$f":"IF(AND(ISBLANK(INDEX($G:$G,)), ISBLANK(INDEX($C:$C,))), \"\", 'PWS Records (System Entry)'!$D$4)","v":"LA1079001"},{"$f":"IF(AND(ISBLANK(INDEX($G:$G,)), ISBLANK(INDEX($C:$C,))), \"\", 'PWS Records (System Entry)'!$D$3)","v":"City of Alexandria Water System"},"1313 MADISON ST","ALEXANDRIA","LA",71303,10715703,31.3098454,-92.455795899999998,null,"Unknown","Not Applicable","Don't Know",null,null,null,"Unknown","Not Applicable",null,null,"Lead Status Unknown"]
[{"$f":"IF(AND(ISBLANK(INDEX($G:$G,)), ISBLANK(INDEX($C:$C,))), \"\", 'PWS Records (System Entry)'!$D$4)","v":"LA1079001"},{"$f":"IF(AND(ISBLANK(INDEX($G:$G,)), ISBLANK(INDEX($C:$C,))), \"\", 'PWS Records (System Entry)'!$D$3)","v":"City of Alexandria Water System"},"109 N 13TH ST","ALEXANDRIA","LA",71303,10715704,31.312300499999999,-92.458232100000004,null,"Unknown","Not Applicable","Don't Know",null,null,null,"Unknown","Not Applicable",null,null,"Lead Status Unknown"]
[{"$f":"IF(AND(ISBLANK(INDEX($G:$G,)), ISBLANK(INDEX($C:$C,))), \"\", 'PWS Records (System Entry)'!$D$4)","v":"LA1079001"},{"$f":"IF(AND(ISBLANK(INDEX($G:$G,)), ISBLANK(INDEX($C:$C,))), \"\", 'PWS Records (System Entry)'!$D$3)","v":"City of Alexandria Water System"},"1313 SHIRLAND AVE","ALEXANDRIA","LA",71303,10715706,31.3126836,-92.458654699999997,null,"Unknown","Not Applicable","Don't Know",null,null,null,"Unknown","Not Applicable",null,null,"Lead Status Unknown"]
[{"$f":"IF(AND(ISBLANK(INDEX($G:$G,)), ISBLANK(INDEX($C:$C,))), \"\", 'PWS Records (System Entry)'!$D$4)","v":"LA1079001"},{"$f":"IF(AND(ISBLANK(INDEX($G:$G,)), ISBLANK(INDEX($C:$C,))), \"\", 'PWS Records (System Entry)'!$D$3)","v":"City of Alexandria Water System"},"2803 DARBY ST","ALEXANDRIA","LA",71303,10715711,31.2988976,-92.470867799999994,null,"Unknown","Not Applicable","Don't Know",null,null,null,"Unknown","Not Applicable",null,null,"Lead Status Unknown"]
[{"$f":"IF(AND(ISBLANK(INDEX($G:$G,)), ISBLANK(INDEX($C:$C,))), \"\", 'PWS Records (System Entry)'!$D$4)","v":"LA1079001"},{"$f":"IF(AND(ISBLANK(INDEX($G:$G,)), ISBLANK(INDEX($C:$C,))), \"\", 'PWS Records (System Entry)'!$D$3)","v":"City of Alexandria Water System"},"109 RAGAN DR","ALEXANDRIA","LA",71303,10715707,31.2716855,-92.499969800000002,null,"Unknown","Not Applicable","Don't Know",null,null,null,"Unknown","Not Applicable",null,null,"Lead Status Unknown"]
[{"$f":"IF(AND(ISBLANK(INDEX($G:$G,)), ISBLANK(INDEX($C:$C,))), \"\", 'PWS Records (System Entry)'!$D$4)","v":"LA1079001"},{"$f":"IF(AND(ISBLANK(INDEX($G:$G,)), ISBLANK(INDEX($C:$C,))), \"\", 'PWS Records (System Entry)'!$D$3)","v":"City of Alexandria Water System"},"1314 AUTUMN ORCHARD LOOP","ALEXANDRIA","LA",71303,10715708,31.343988,-92.509485900000001,null,"Non-Lead - Plastic","Installation Date after Lead Ban","Don't Know",null,null,null,"Non-Lead - Plastic","Installation Date after Lead Ban",null,null,"Non-Lead"]
[{"$f":"IF(AND(ISBLANK(INDEX($G:$G,)), ISBLANK(INDEX($C:$C,))), \"\", 'PWS Records (System Entry)'!$D$4)","v":"LA1079001"},{"$f":"IF(AND(ISBLANK(INDEX($G:$G,)), ISBLANK(INDEX($C:$C,))), \"\", 'PWS Records (System Entry)'!$D$3)","v":"City of Alexandria Water System"},"109 TERRA AVE","ALEXANDRIA","LA",71303,10715709,31.2729991,-92.499514300000001,null,"Unknown","Not Applicable","Don't Know",null,null,null,"Unknown","Not Applicable",null,null,"Lead Status Unknown"]
[{"$f":"IF(AND(ISBLANK(INDEX($G:$G,)), ISBLANK(INDEX($C:$C,))), \"\", 'PWS Records (System Entry)'!$D$4)","v":"LA1079001"},{"$f":"IF(AND(ISBLANK(INDEX($G:$G,)), ISBLANK(INDEX($C:$C,))), \"\", 'PWS Records (System Entry)'!$D$3)","v":"City of Alexandria Water System"},"1314 MCNUTT DR","ALEXANDRIA","LA",71303,10715710,31.2725282,-92.482886100000002,null,"Unknown","Not Applicable","Don't Know",null,null,null,"Unknown","Not Applicable",null,null,"Lead Status Unknown"]
[{"$f":"IF(AND(ISBLANK(INDEX($G:$G,)), ISBLANK(INDEX($C:$C,))), \"\", 'PWS Records (System Entry)'!$D$4)","v":"LA1079001"},{"$f":"IF(AND(ISBLANK(INDEX($G:$G,)), ISBLANK(INDEX($C:$C,))), \"\", 'PWS Records (System Entry)'!$D$3)","v":"City of Alexandria Water System"},"109 TEXAS AVE","ALEXANDRIA","LA",71303,10715712,31.300186100000001,-92.477352199999999,null,"Unknown","Not Applicable","Don't Know",null,null,null,"Unknown","Not Applicable",null,null,"Lead Status Unknown"]
[{"$f":"IF(AND(ISBLANK(INDEX($G:$G,)), ISBLANK(INDEX($C:$C,))), \"\", 'PWS Records (System Entry)'!$D$4)","v":"LA1079001"},{"$f":"IF(AND(ISBLANK(INDEX($G:$G,)), ISBLANK(INDEX($C:$C,))), \"\", 'PWS Records (System Entry)'!$D$3)","v":"City of Alexandria Water System"},"1314 PETERMAN DR","ALEXANDRIA","LA",71303,10715713,31.2759049,-92.480411200000006,null,"Unknown","Not Applicable","Don't Know",null,null,null,"Unknown","Not Applicable",null,null,"Lead Status Unknown"]
[{"$f":"IF(AND(ISBLANK(INDEX($G:$G,)), ISBLANK(INDEX($C:$C,))), \"\", 'PWS Records (System Entry)'!$D$4)","v":"LA1079001"},{"$f":"IF(AND(ISBLANK(INDEX($G:$G,)), ISBLANK(INDEX($C:$C,))), \"\", 'PWS Records (System Entry)'!$D$3)","v":"City of Alexandria Water System"},"2803 GEORGES LN","ALEXANDRIA","LA",71303,10715714,31.290664,-92.464875000000006,null,"Unknown","Not Applicable","Don't Know",null,null,null,"Unknown","Not Applicable",null,null,"Lead Status Unknown"]
[{"$f":"IF(AND(ISBLANK(INDEX($G:$G,)), ISBLANK(INDEX($C:$C,))), \"\", 'PWS Records (System Entry)'!$D$4)","v":"LA1079001"},{"$f":"IF(AND(ISBLANK(INDEX($G:$G,)), ISBLANK(INDEX($C:$C,))), \"\", 'PWS Records (System Entry)'!$D$3)","v":"City of Alexandria Water System"},"109 YORKTOWN DR STE A","ALEXANDRIA","LA",71302,10715715,31.3023819,-92.485782499999999,null,"Unknown","Not Applicable","Don't Know",null,null,null,"Unknown","Not Applicable",null,null,"Lead Status Unknown"]
[{"$f":"IF(AND(ISBLANK(INDEX($G:$G,)), ISBLANK(INDEX($C:$C,))), \"\", 'PWS Records (System Entry)'!$D$4)","v":"LA1079001"},{"$f":"IF(AND(ISBLANK(INDEX($G:$G,)), ISBLANK(INDEX($C:$C,))), \"\", 'PWS Records (System Entry)'!$D$3)","v":"City of Alexandria Water System"},"1315 APPLEWHITE ST","ALEXANDRIA","LA",71303,10715716,31.2950394,-92.439502599999997,null,"Unknown","Not Applicable","Don't Know",null,null,null,"Unknown","Not Applicable",null,null,"Lead Status Unknown"]
[{"$f":"IF(AND(ISBLANK(INDEX($G:$G,)), ISBLANK(INDEX($C:$C,))), \"\", 'PWS Records (System Entry)'!$D$4)","v":"LA1079001"},{"$f":"IF(AND(ISBLANK(INDEX($G:$G,)), ISBLANK(INDEX($C:$C,))), \"\", 'PWS Records (System Entry)'!$D$3)","v":"City of Alexandria Water System"},"2803 HOUSTON ST","ALEXANDRIA","LA",71303,10715717,31.287555399999999,-92.446868899999998,null,"Unknown","Not Applicable","Don't Know",null,null,null,"Unknown","Not Applicable",null,null,"Lead Status Unknown"]
[{"$f":"IF(AND(ISBLANK(INDEX($G:$G,)), ISBLANK(INDEX($C:$C,))), \"\", 'PWS Records (System Entry)'!$D$4)","v":"LA1079001"},{"$f":"IF(AND(ISBLANK(INDEX($G:$G,)), ISBLANK(INDEX($C:$C,))), \"\", 'PWS Records (System Entry)'!$D$3)","v":"City of Alexandria Water System"},"109 YORKTOWN DR STE B","ALEXANDRIA","LA",71302,10715719,31.3023819,-92.485782499999999,null,"Unknown","Not Applicable","Don't Know",null,null,null,"Unknown","Not Applicable",null,null,"Lead Status Unknown"]
[{"$f":"IF(AND(ISBLANK(INDEX($G:$G,)), ISBLANK(INDEX($C:$C,))), \"\", 'PWS Records (System Entry)'!$D$4)","v":"LA1079001"},{"$f":"IF(AND(ISBLANK(INDEX($G:$G,)), ISBLANK(INDEX($C:$C,))), \"\", 'PWS Records (System Entry)'!$D$3)","v":"City of Alexandria Water System"},"1315 AUTUMN ORCHARD LOOP","ALEXANDRIA","LA",71303,10715718,31.344062399999999,-92.509790199999998,null,"Non-Lead - Plastic","Installation Date after Lead Ban","Don't Know",null,null,null,"Non-Lead - Plastic","Installation Date after Lead Ban",null,null,"Non-Lead"]
[{"$f":"IF(AND(ISBLANK(INDEX($G:$G,)), ISBLANK(INDEX($C:$C,))), \"\", 'PWS Records (System Entry)'!$D$4)","v":"LA1079001"},{"$f":"IF(AND(ISBLANK(INDEX($G:$G,)), ISBLANK(INDEX($C:$C,))), \"\", 'PWS Records (System Entry)'!$D$3)","v":"City of Alexandria Water System"},"1315 BROADWAY AVE","ALEXANDRIA","LA",71302,10715720,31.2941827,-92.4370464,null,"Unknown","Not Applicable","Don't Know",null,null,null,"Unknown","Not Applicable",null,null,"Lead Status Unknown"]
[{"$f":"IF(AND(ISBLANK(INDEX($G:$G,)), ISBLANK(INDEX($C:$C,))), \"\", 'PWS Records (System Entry)'!$D$4)","v":"LA1079001"},{"$f":"IF(AND(ISBLANK(INDEX($G:$G,)), ISBLANK(INDEX($C:$C,))), \"\", 'PWS Records (System Entry)'!$D$3)","v":"City of Alexandria Water System"},"1315 BROADWAY AVE","ALEXANDRIA","LA",71302,10715723,31.2941827,-92.4370464,null,"Unknown","Not Applicable","Don't Know",null,null,null,"Unknown","Not Applicable",null,null,"Lead Status Unknown"]
[{"$f":"IF(AND(ISBLANK(INDEX($G:$G,)), ISBLANK(INDEX($C:$C,))), \"\", 'PWS Records (System Entry)'!$D$4)","v":"LA1079001"},{"$f":"IF(AND(ISBLANK(INDEX($G:$G,)), ISBLANK(INDEX($C:$C,))), \"\", 'PWS Records (System Entry)'!$D$3)","v":"City of Alexandria Water System"},"1315 BROADWAY AVE","ALEXANDRIA","LA",71302,10715726,31.2941827,-92.4370464,null,"Unknown","Not Applicable","Don't Know",null,null,null,"Unknown","Not Applicable",null,null,"Lead Status Unknown"]
[{"$f":"IF(AND(ISBLANK(INDEX($G:$G,)), ISBLANK(INDEX($C:$C,))), \"\", 'PWS Records (System Entry)'!$D$4)","v":"LA1079001"},{"$f":"IF(AND(ISBLANK(INDEX($G:$G,)), ISBLANK(INDEX($C:$C,))), \"\", 'PWS Records (System Entry)'!$D$3)","v":"City of Alexandria Water System"},"1315 BROADWAY AVE","ALEXANDRIA","LA",71302,10715729,31.2941827,-92.4370464,null,"Unknown","Not Applicable","Don't Know",null,null,null,"Unknown","Not Applicable",null,null,"Lead Status Unknown"]
[{"$f":"IF(AND(ISBLANK(INDEX($G:$G,)), ISBLANK(INDEX($C:$C,))), \"\", 'PWS Records (System Entry)'!$D$4)","v":"LA1079001"},{"$f":"IF(AND(ISBLANK(INDEX($G:$G,)), ISBLANK(INDEX($C:$C,))), \"\", 'PWS Records (System Entry)'!$D$3)","v":"City of Alexandria Water System"},"11 16TH ST","ALEXANDRIA","LA",71303,10715722,31.3110137,-92.460692300000005,null,"Unknown","Not Applicable","Don't Know",null,null,null,"Unknown","Not Applicable",null,null,"Lead Status Unknown"]
[{"$f":"IF(AND(ISBLANK(INDEX($G:$G,)), ISBLANK(INDEX($C:$C,))), \"\", 'PWS Records (System Entry)'!$D$4)","v":"LA1079001"},{"$f":"IF(AND(ISBLANK(INDEX($G:$G,)), ISBLANK(INDEX($C:$C,))), \"\", 'PWS Records (System Entry)'!$D$3)","v":"City of Alexandria Water System"},"11 16TH ST","ALEXANDRIA","LA",71303,10715724,31.3110137,-92.460692300000005,null,"Unknown","Not Applicable","Don't Know",null,null,null,"Unknown","Not Applicable",null,null,"Lead Status Unknown"]
[{"$f":"IF(AND(ISBLANK(INDEX($G:$G,)), ISBLANK(INDEX($C:$C,))), \"\", 'PWS Records (System Entry)'!$D$4)","v":"LA1079001"},{"$f":"IF(AND(ISBLANK(INDEX($G:$G,)), ISBLANK(INDEX($C:$C,))), \"\", 'PWS Records (System Entry)'!$D$3)","v":"City of Alexandria Water System"},"2803 SANDRA ST","ALEXANDRIA","LA",71303,10715721,31.285254999999999,-92.457121400000005,null,"Unknown","Not Applicable","Don't Know",null,null,null,"Unknown","Not Applicable",null,null,"Lead Status Unknown"]
[{"$f":"IF(AND(ISBLANK(INDEX($G:$G,)), ISBLANK(INDEX($C:$C,))), \"\", 'PWS Records (System Entry)'!$D$4)","v":"LA1079001"},{"$f":"IF(AND(ISBLANK(INDEX($G:$G,)), ISBLANK(INDEX($C:$C,))), \"\", 'PWS Records (System Entry)'!$D$3)","v":"City of Alexandria Water System"},"2804 GEORGES LN","ALEXANDRIA","LA",71303,10715725,31.290733800000002,-92.465352199999998,null,"Unknown","Not Applicable","Don't Know",null,null,null,"Unknown","Not Applicable",null,null,"Lead Status Unknown"]
[{"$f":"IF(AND(ISBLANK(INDEX($G:$G,)), ISBLANK(INDEX($C:$C,))), \"\", 'PWS Records (System Entry)'!$D$4)","v":"LA1079001"},{"$f":"IF(AND(ISBLANK(INDEX($G:$G,)), ISBLANK(INDEX($C:$C,))), \"\", 'PWS Records (System Entry)'!$D$3)","v":"City of Alexandria Water System"},"2804 GEORGES LN","ALEXANDRIA","LA",71303,10715728,31.290733800000002,-92.465352199999998,null,"Unknown","Not Applicable","Don't Know",null,null,null,"Unknown","Not Applicable",null,null,"Lead Status Unknown"]
[{"$f":"IF(AND(ISBLANK(INDEX($G:$G,)), ISBLANK(INDEX($C:$C,))), \"\", 'PWS Records (System Entry)'!$D$4)","v":"LA1079001"},{"$f":"IF(AND(ISBLANK(INDEX($G:$G,)), ISBLANK(INDEX($C:$C,))), \"\", 'PWS Records (System Entry)'!$D$3)","v":"City of Alexandria Water System"},"11 AYMOND RD","ALEXANDRIA","LA",71303,10715727,31.271533900000001,-92.400478199999995,null,"Non-Lead - Other","Installation Record (for example, tap card)","Don't Know",null,null,null,"Non-Lead - Other","Installation Record (for example, tap card)",null,null,"Non-Lead"]
[{"$f":"IF(AND(ISBLANK(INDEX($G:$G,)), ISBLANK(INDEX($C:$C,))), \"\", 'PWS Records (System Entry)'!$D$4)","v":"LA1079001"},{"$f":"IF(AND(ISBLANK(INDEX($G:$G,)), ISBLANK(INDEX($C:$C,))), \"\", 'PWS Records (System Entry)'!$D$3)","v":"City of Alexandria Water System"},"11 CHESTER ST","ALEXANDRIA","LA",71303,10715730,31.3093185,-92.468959699999999,null,"Unknown","Not Applicable","Don't Know",null,null,null,"Unknown","Not Applicable",null,null,"Lead Status Unknown"]
[{"$f":"IF(AND(ISBLANK(INDEX($G:$G,)), ISBLANK(INDEX($C:$C,))), \"\", 'PWS Records (System Entry)'!$D$4)","v":"LA1079001"},{"$f":"IF(AND(ISBLANK(INDEX($G:$G,)), ISBLANK(INDEX($C:$C,))), \"\", 'PWS Records (System Entry)'!$D$3)","v":"City of Alexandria Water System"},"1315 CHARLTON ST","ALEXANDRIA","LA",71303,10715731,31.285935899999998,-92.4725112,null,"Unknown","Not Applicable","Don't Know",null,null,null,"Unknown","Not Applicable",null,null,"Lead Status Unknown"]
[{"$f":"IF(AND(ISBLANK(INDEX($G:$G,)), ISBLANK(INDEX($C:$C,))), \"\", 'PWS Records (System Entry)'!$D$4)","v":"LA1079001"},{"$f":"IF(AND(ISBLANK(INDEX($G:$G,)), ISBLANK(INDEX($C:$C,))), \"\", 'PWS Records (System Entry)'!$D$3)","v":"City of Alexandria Water System"},"2804 HILL ST","ALEXANDRIA","LA",71303,10715732,31.292507000000001,-92.465176299999996,null,"Unknown","Not Applicable","Don't Know",null,null,null,"Unknown","Not Applicable",null,null,"Lead Status Unknown"]
[{"$f":"IF(AND(ISBLANK(INDEX($G:$G,)), ISBLANK(INDEX($C:$C,))), \"\", 'PWS Records (System Entry)'!$D$4)","v":"LA1079001"},{"$f":"IF(AND(ISBLANK(INDEX($G:$G,)), ISBLANK(INDEX($C:$C,))), \"\", 'PWS Records (System Entry)'!$D$3)","v":"City of Alexandria Water System"},"11 FOX FIRE LN","ALEXANDRIA","LA",71303,10715733,31.206426,-92.418031600000006,null,"Non-Lead - Other","Installation Record (for example, tap card)","Don't Know",null,null,null,"Non-Lead - Other","Installation Record (for example, tap card)",null,null,"Non-Lead"]
[{"$f":"IF(AND(ISBLANK(INDEX($G:$G,)), ISBLANK(INDEX($C:$C,))), \"\", 'PWS Records (System Entry)'!$D$4)","v":"LA1079001"},{"$f":"IF(AND(ISBLANK(INDEX($G:$G,)), ISBLANK(INDEX($C:$C,))), \"\", 'PWS Records (System Entry)'!$D$3)","v":"City of Alexandria Water System"},"1315 HORSESHOE DR","ALEXANDRIA","LA",71303,10715734,31.2619905,-92.488244300000005,null,"Unknown","Not Applicable","Don't Know",null,null,null,"Unknown","Not Applicable",null,null,"Lead Status Unknown"]
[{"$f":"IF(AND(ISBLANK(INDEX($G:$G,)), ISBLANK(INDEX($C:$C,))), \"\", 'PWS Records (System Entry)'!$D$4)","v":"LA1079001"},{"$f":"IF(AND(ISBLANK(INDEX($G:$G,)), ISBLANK(INDEX($C:$C,))), \"\", 'PWS Records (System Entry)'!$D$3)","v":"City of Alexandria Water System"},"2804 KATHY ANN ST","ALEXANDRIA","LA",71303,10715735,31.285608400000001,-92.455089700000002,null,"Unknown","Not Applicable","Don't Know",null,null,null,"Unknown","Not Applicable",null,null,"Lead Status Unknown"]
[{"$f":"IF(AND(ISBLANK(INDEX($G:$G,)), ISBLANK(INDEX($C:$C,))), \"\", 'PWS Records (System Entry)'!$D$4)","v":"LA1079001"},{"$f":"IF(AND(ISBLANK(INDEX($G:$G,)), ISBLANK(INDEX($C:$C,))), \"\", 'PWS Records (System Entry)'!$D$3)","v":"City of Alexandria Water System"},"11 HEYMAN LN","ALEXANDRIA","LA",71303,10715736,31.3015018,-92.488781500000002,null,"Unknown","Not Applicable","Don't Know",null,null,null,"Unknown","Not Applicable",null,null,"Lead Status Unknown"]
[{"$f":"IF(AND(ISBLANK(INDEX($G:$G,)), ISBLANK(INDEX($C:$C,))), \"\", 'PWS Records (System Entry)'!$D$4)","v":"LA1079001"},{"$f":"IF(AND(ISBLANK(INDEX($G:$G,)), ISBLANK(INDEX($C:$C,))), \"\", 'PWS Records (System Entry)'!$D$3)","v":"City of Alexandria Water System"},"11 HEYMAN LN","ALEXANDRIA","LA",71303,10715737,31.3015018,-92.488781500000002,null,"Unknown","Not Applicable","Don't Know",null,null,null,"Unknown","Not Applicable",null,null,"Lead Status Unknown"]
[{"$f":"IF(AND(ISBLANK(INDEX($G:$G,)), ISBLANK(INDEX($C:$C,))), \"\", 'PWS Records (System Entry)'!$D$4)","v":"LA1079001"},{"$f":"IF(AND(ISBLANK(INDEX($G:$G,)), ISBLANK(INDEX($C:$C,))), \"\", 'PWS Records (System Entry)'!$D$3)","v":"City of Alexandria Water System"},"1315 MADISON ST","ALEXANDRIA","LA",71303,10715738,31.309726999999999,-92.455924499999995,null,"Unknown","Not Applicable","Don't Know",null,null,null,"Unknown","Not Applicable",null,null,"Lead Status Unknown"]
[{"$f":"IF(AND(ISBLANK(INDEX($G:$G,)), ISBLANK(INDEX($C:$C,))), \"\", 'PWS Records (System Entry)'!$D$4)","v":"LA1079001"},{"$f":"IF(AND(ISBLANK(INDEX($G:$G,)), ISBLANK(INDEX($C:$C,))), \"\", 'PWS Records (System Entry)'!$D$3)","v":"City of Alexandria Water System"},"2804 MADONNA DR","ALEXANDRIA","LA",71303,10715739,31.296330600000001,-92.469443699999999,null,"Unknown","Not Applicable","Don't Know",null,null,null,"Unknown","Not Applicable",null,null,"Lead Status Unknown"]
[{"$f":"IF(AND(ISBLANK(INDEX($G:$G,)), ISBLANK(INDEX($C:$C,))), \"\", 'PWS Records (System Entry)'!$D$4)","v":"LA1079001"},{"$f":"IF(AND(ISBLANK(INDEX($G:$G,)), ISBLANK(INDEX($C:$C,))), \"\", 'PWS Records (System Entry)'!$D$3)","v":"City of Alexandria Water System"},"1315 MARTHA LN","ALEXANDRIA","LA",71303,10715741,31.322316099999998,-92.472744300000002,null,"Non-Lead - Plastic","Installation Record (for example, tap card)","Don't Know",null,null,null,"Unknown","Not Applicable",null,null,"Lead Status Unknown"]
[{"$f":"IF(AND(ISBLANK(INDEX($G:$G,)), ISBLANK(INDEX($C:$C,))), \"\", 'PWS Records (System Entry)'!$D$4)","v":"LA1079001"},{"$f":"IF(AND(ISBLANK(INDEX($G:$G,)), ISBLANK(INDEX($C:$C,))), \"\", 'PWS Records (System Entry)'!$D$3)","v":"City of Alexandria Water System"},"11 LOUISIANA AVE","ALEXANDRIA","LA",71303,10715740,31.309813999999999,-92.467081699999994,null,"Unknown","Not Applicable","Don't Know",null,null,null,"Unknown","Not Applicable",null,null,"Lead Status Unknown"]
[{"$f":"IF(AND(ISBLANK(INDEX($G:$G,)), ISBLANK(INDEX($C:$C,))), \"\", 'PWS Records (System Entry)'!$D$4)","v":"LA1079001"},{"$f":"IF(AND(ISBLANK(INDEX($G:$G,)), ISBLANK(INDEX($C:$C,))), \"\", 'PWS Records (System Entry)'!$D$3)","v":"City of Alexandria Water System"},"2804 MILL ST","ALEXANDRIA","LA",71303,10715742,31.287387500000001,-92.445976000000002,null,"Unknown","Not Applicable","Don't Know",null,null,null,"Unknown","Not Applicable",null,null,"Lead Status Unknown"]
[{"$f":"IF(AND(ISBLANK(INDEX($G:$G,)), ISBLANK(INDEX($C:$C,))), \"\", 'PWS Records (System Entry)'!$D$4)","v":"LA1079001"},{"$f":"IF(AND(ISBLANK(INDEX($G:$G,)), ISBLANK(INDEX($C:$C,))), \"\", 'PWS Records (System Entry)'!$D$3)","v":"City of Alexandria Water System"},"11 MARY ST","ALEXANDRIA","LA",71303,10715743,31.3097362,-92.4680848,null,"Unknown","Not Applicable","Don't Know",null,null,null,"Unknown","Not Applicable",null,null,"Lead Status Unknown"]
[{"$f":"IF(AND(ISBLANK(INDEX($G:$G,)), ISBLANK(INDEX($C:$C,))), \"\", 'PWS Records (System Entry)'!$D$4)","v":"LA1079001"},{"$f":"IF(AND(ISBLANK(INDEX($G:$G,)), ISBLANK(INDEX($C:$C,))), \"\", 'PWS Records (System Entry)'!$D$3)","v":"City of Alexandria Water System"},"1315 MCNUTT DR","ALEXANDRIA","LA",71303,10715744,31.272508500000001,-92.482657700000004,null,"Unknown","Not Applicable","Don't Know",null,null,null,"Unknown","Not Applicable",null,null,"Lead Status Unknown"]
[{"$f":"IF(AND(ISBLANK(INDEX($G:$G,)), ISBLANK(INDEX($C:$C,))), \"\", 'PWS Records (System Entry)'!$D$4)","v":"LA1079001"},{"$f":"IF(AND(ISBLANK(INDEX($G:$G,)), ISBLANK(INDEX($C:$C,))), \"\", 'PWS Records (System Entry)'!$D$3)","v":"City of Alexandria Water System"},"2804 MONROE ST UNIT A","ALEXANDRIA","LA",71303,10715745,31.302840400000001,-92.471688,null,"Unknown","Not Applicable","Don't Know",null,null,null,"Unknown","Not Applicable",null,null,"Lead Status Unknown"]
[{"$f":"IF(AND(ISBLANK(INDEX($G:$G,)), ISBLANK(INDEX($C:$C,))), \"\", 'PWS Records (System Entry)'!$D$4)","v":"LA1079001"},{"$f":"IF(AND(ISBLANK(INDEX($G:$G,)), ISBLANK(INDEX($C:$C,))), \"\", 'PWS Records (System Entry)'!$D$3)","v":"City of Alexandria Water System"},"11 MARYLAND AVE","ALEXANDRIA","LA",71303,10715746,31.305178300000001,-92.477751400000002,null,"Unknown","Not Applicable","Don't Know",null,null,null,"Unknown","Not Applicable",null,null,{"$f":"IF(AND(INDEX($K:$K,)=\"\", INDEX($L:$L,)=\"\", INDEX($M:$M,)=\"\", INDEX($Q:$Q,)=\"\", INDEX($R:$R,)=\"\"), \"\", IF(OR(INDEX($K:$K,)=\"Lead\",INDEX($Q:$Q,)=\"Lead\"),\"Lead\",IF(OR(AND(OR(INDEX($M:$M,)=\"Yes\", INDEX($M:$M,)=\"Don't Know\", INDEX($M:$M,)=\"\"), INDEX($Q:$Q,)=\"Galvanized Iron/Steel\"), AND(INDEX($K:$K,)=\"Unknown\", INDEX($M:$M,)=\"No\", INDEX($Q:$Q,)=\"Galvanized Iron/Steel\")), \"Galvanized Requiring Replacement\", IF(OR(AND(OR(INDEX($K:$K,)=\"Galvanized Iron/Steel\", INDEX($K:$K,)=\"Non-Lead - Copper\", INDEX($K:$K,)=\"Non-Lead - Plastic\", INDEX($K:$K,)=\"Non-Lead - Other\", INDEX($K:$K,)=\"Non-Lead - Material Unknown\", INDEX($K:$K,)=\"No System Owned Portion\"), OR(INDEX($Q:$Q,)=\"Galvanized Iron/Steel\", INDEX($Q:$Q,)=\"Non-Lead - Copper\", INDEX($Q:$Q,)=\"Non-Lead - Plastic\", INDEX($Q:$Q,)=\"Non-Lead - Other\", INDEX($Q:$Q,)=\"Non-Lead - Predictive Model\", INDEX($Q:$Q,)=\"No Customer Owned Portion\")), AND(OR( INDEX($K:$K,)=\"Galvanized Iron/Steel\", INDEX($K:$K,)=\"Non-Lead - Copper\", INDEX($K:$K,)=\"Non-Lead - Plastic\", INDEX($K:$K,)=\"Non-Lead - Other\", INDEX($K:$K,)=\"Non-Lead - Material Unknown\", INDEX($K:$K,)=\"No System Owned Portion\"), INDEX($M:$M,)=\"No\", INDEX($Q:$Q,)=\"Non-Lead - Material Unknown\")), \"Non-Lead\", \"Lead Status Unknown\"))))","v":"Lead Status Unknown"}]
[{"$f":"IF(AND(ISBLANK(INDEX($G:$G,)), ISBLANK(INDEX($C:$C,))), \"\", 'PWS Records (System Entry)'!$D$4)","v":"LA1079001"},{"$f":"IF(AND(ISBLANK(INDEX($G:$G,)), ISBLANK(INDEX($C:$C,))), \"\", 'PWS Records (System Entry)'!$D$3)","v":"City of Alexandria Water System"},"1315 MOHON ST","ALEXANDRIA","LA",71303,10715747,31.2747958,-92.480822200000006,null,"Unknown","Not Applicable","Don't Know",null,null,null,"Unknown","Not Applicable",null,null,"Lead Status Unknown"]
[{"$f":"IF(AND(ISBLANK(INDEX($G:$G,)), ISBLANK(INDEX($C:$C,))), \"\", 'PWS Records (System Entry)'!$D$4)","v":"LA1079001"},{"$f":"IF(AND(ISBLANK(INDEX($G:$G,)), ISBLANK(INDEX($C:$C,))), \"\", 'PWS Records (System Entry)'!$D$3)","v":"City of Alexandria Water System"},"2804 MONROE ST UNIT B","ALEXANDRIA","LA",71303,10715748,31.302840400000001,-92.471688,null,"Unknown","Not Applicable","Don't Know",null,null,null,"Unknown","Not Applicable",null,null,"Lead Status Unknown"]
[{"$f":"IF(AND(ISBLANK(INDEX($G:$G,)), ISBLANK(INDEX($C:$C,))), \"\", 'PWS Records (System Entry)'!$D$4)","v":"LA1079001"},{"$f":"IF(AND(ISBLANK(INDEX($G:$G,)), ISBLANK(INDEX($C:$C,))), \"\", 'PWS Records (System Entry)'!$D$3)","v":"City of Alexandria Water System"},"11 MARYLAND AVE UNIT 1/2","ALEXANDRIA","LA",71303,10715749,31.305178300000001,-92.477751400000002,null,"Unknown","Not Applicable","Don't Know",null,null,null,"Unknown","Not Applicable",null,null,"Lead Status Unknown"]
[{"$f":"IF(AND(ISBLANK(INDEX($G:$G,)), ISBLANK(INDEX($C:$C,))), \"\", 'PWS Records (System Entry)'!$D$4)","v":"LA1079001"},{"$f":"IF(AND(ISBLANK(INDEX($G:$G,)), ISBLANK(INDEX($C:$C,))), \"\", 'PWS Records (System Entry)'!$D$3)","v":"City of Alexandria Water System"},"1315 PRESIDENTS DR","ALEXANDRIA","LA",71303,10715751,31.322362699999999,-92.485352500000005,null,"Non-Lead - Plastic","Installation Date after Lead Ban","Don't Know",null,null,null,"Non-Lead - Plastic","Installation Date after Lead Ban",null,null,"Non-Lead"]
[{"$f":"IF(AND(ISBLANK(INDEX($G:$G,)), ISBLANK(INDEX($C:$C,))), \"\", 'PWS Records (System Entry)'!$D$4)","v":"LA1079001"},{"$f":"IF(AND(ISBLANK(INDEX($G:$G,)), ISBLANK(INDEX($C:$C,))), \"\", 'PWS Records (System Entry)'!$D$3)","v":"City of Alexandria Water System"},"11 PEGGY ANN ST","ALEXANDRIA","LA",71303,10715750,31.2505752,-92.440165500000006,null,"Unknown","Not Applicable","Don't Know",null,null,null,"Unknown","Not Applicable",null,null,"Lead Status Unknown"]
[{"$f":"IF(AND(ISBLANK(INDEX($G:$G,)), ISBLANK(INDEX($C:$C,))), \"\", 'PWS Records (System Entry)'!$D$4)","v":"LA1079001"},{"$f":"IF(AND(ISBLANK(INDEX($G:$G,)), ISBLANK(INDEX($C:$C,))), \"\", 'PWS Records (System Entry)'!$D$3)","v":"City of Alexandria Water System"},"2804 N BOLTON AVE","ALEXANDRIA","LA",71301,10715752,31.326260699999999,-92.480925099999993,null,"Unknown","Not Applicable","Don't Know",null,null,null,"Unknown","Not Applicable",null,null,"Lead Status Unknown"]
[{"$f":"IF(AND(ISBLANK(INDEX($G:$G,)), ISBLANK(INDEX($C:$C,))), \"\", 'PWS Records (System Entry)'!$D$4)","v":"LA1079001"},{"$f":"IF(AND(ISBLANK(INDEX($G:$G,)), ISBLANK(INDEX($C:$C,))), \"\", 'PWS Records (System Entry)'!$D$3)","v":"City of Alexandria Water System"},"1315 RAND ST","ALEXANDRIA","LA",71303,10715753,31.2869551,-92.473374300000003,null,"Unknown","Not Applicable","Don't Know",null,null,null,"Unknown","Not Applicable",null,null,"Lead Status Unknown"]
[{"$f":"IF(AND(ISBLANK(INDEX($G:$G,)), ISBLANK(INDEX($C:$C,))), \"\", 'PWS Records (System Entry)'!$D$4)","v":"LA1079001"},{"$f":"IF(AND(ISBLANK(INDEX($G:$G,)), ISBLANK(INDEX($C:$C,))), \"\", 'PWS Records (System Entry)'!$D$3)","v":"City of Alexandria Water System"},"11 PROSPECT ST","ALEXANDRIA","LA",71303,10715754,31.308934000000001,-92.469759199999999,null,"Unknown","Not Applicable","Don't Know",null,null,null,"Unknown","Not Applicable",null,null,"Lead Status Unknown"]
[{"$f":"IF(AND(ISBLANK(INDEX($G:$G,)), ISBLANK(INDEX($C:$C,))), \"\", 'PWS Records (System Entry)'!$D$4)","v":"LA1079001"},{"$f":"IF(AND(ISBLANK(INDEX($G:$G,)), ISBLANK(INDEX($C:$C,))), \"\", 'PWS Records (System Entry)'!$D$3)","v":"City of Alexandria Water System"},"2804 N CITY PARK BLVD","ALEXANDRIA","LA",71303,10715755,31.288373799999999,-92.463405300000005,null,"Unknown","Not Applicable","Don't Know",null,null,null,"Unknown","Not Applicable",null,null,"Lead Status Unknown"]
[{"$f":"IF(AND(ISBLANK(INDEX($G:$G,)), ISBLANK(INDEX($C:$C,))), \"\", 'PWS Records (System Entry)'!$D$4)","v":"LA1079001"},{"$f":"IF(AND(ISBLANK(INDEX($G:$G,)), ISBLANK(INDEX($C:$C,))), \"\", 'PWS Records (System Entry)'!$D$3)","v":"City of Alexandria Water System"},"1315 W TEXAS AVE","ALEXANDRIA","LA",71303,10715757,31.288066000000001,-92.471385999999995,null,"Unknown","Not Applicable","Don't Know",null,null,null,"Unknown","Not Applicable",null,null,"Lead Status Unknown"]
[{"$f":"IF(AND(ISBLANK(INDEX($G:$G,)), ISBLANK(INDEX($C:$C,))), \"\", 'PWS Records (System Entry)'!$D$4)","v":"LA1079001"},{"$f":"IF(AND(ISBLANK(INDEX($G:$G,)), ISBLANK(INDEX($C:$C,))), \"\", 'PWS Records (System Entry)'!$D$3)","v":"City of Alexandria Water System"},"11 TENNESSEE AVE","ALEXANDRIA","LA",71303,10715756,31.306003400000002,-92.476107499999998,null,"Unknown","Not Applicable","Don't Know",null,null,null,"Unknown","Not Applicable",null,null,"Lead Status Unknown"]
[{"$f":"IF(AND(ISBLANK(INDEX($G:$G,)), ISBLANK(INDEX($C:$C,))), \"\", 'PWS Records (System Entry)'!$D$4)","v":"LA1079001"},{"$f":"IF(AND(ISBLANK(INDEX($G:$G,)), ISBLANK(INDEX($C:$C,))), \"\", 'PWS Records (System Entry)'!$D$3)","v":"City of Alexandria Water System"},"2804 SANDRA ST","ALEXANDRIA","LA",71301,10715758,31.285325100000001,-92.457187099999999,null,"Unknown","Not Applicable","Don't Know",null,null,null,"Unknown","Not Applicable",null,null,"Lead Status Unknown"]
[{"$f":"IF(AND(ISBLANK(INDEX($G:$G,)), ISBLANK(INDEX($C:$C,))), \"\", 'PWS Records (System Entry)'!$D$4)","v":"LA1079001"},{"$f":"IF(AND(ISBLANK(INDEX($G:$G,)), ISBLANK(INDEX($C:$C,))), \"\", 'PWS Records (System Entry)'!$D$3)","v":"City of Alexandria Water System"},"11 TEXAS AVE","ALEXANDRIA","LA",71303,10715759,31.304323700000001,-92.478965200000005,null,"Unknown","Not Applicable","Don't Know",null,null,null,"Unknown","Not Applicable",null,null,"Lead Status Unknown"]
[{"$f":"IF(AND(ISBLANK(INDEX($G:$G,)), ISBLANK(INDEX($C:$C,))), \"\", 'PWS Records (System Entry)'!$D$4)","v":"LA1079001"},{"$f":"IF(AND(ISBLANK(INDEX($G:$G,)), ISBLANK(INDEX($C:$C,))), \"\", 'PWS Records (System Entry)'!$D$3)","v":"City of Alexandria Water System"},"1316 AUTUMN ORCHARD LOOP","ALEXANDRIA","LA",71303,10715762,31.344138900000001,-92.509411799999995,null,"Non-Lead - Plastic","Installation Date after Lead Ban","Don't Know",null,null,null,"Non-Lead - Plastic","Installation Date after Lead Ban",null,null,"Non-Lead"]
[{"$f":"IF(AND(ISBLANK(INDEX($G:$G,)), ISBLANK(INDEX($C:$C,))), \"\", 'PWS Records (System Entry)'!$D$4)","v":"LA1079001"},{"$f":"IF(AND(ISBLANK(INDEX($G:$G,)), ISBLANK(INDEX($C:$C,))), \"\", 'PWS Records (System Entry)'!$D$3)","v":"City of Alexandria Water System"},"2804 STIMSON AVE","ALEXANDRIA","LA",71303,10715760,31.2980643,-92.470531199999996,null,"Unknown","Not Applicable","Don't Know",null,null,null,"Unknown","Not Applicable",null,null,"Lead Status Unknown"]
[{"$f":"IF(AND(ISBLANK(INDEX($G:$G,)), ISBLANK(INDEX($C:$C,))), \"\", 'PWS Records (System Entry)'!$D$4)","v":"LA1079001"},{"$f":"IF(AND(ISBLANK(INDEX($G:$G,)), ISBLANK(INDEX($C:$C,))), \"\", 'PWS Records (System Entry)'!$D$3)","v":"City of Alexandria Water System"},"110 CHELSEA ST","ALEXANDRIA","LA",71303,10715761,31.323112399999999,-92.455082399999995,null,"Unknown","Not Applicable","Don't Know",null,null,null,"Unknown","Not Applicable",null,null,"Lead Status Unknown"]
[{"$f":"IF(AND(ISBLANK(INDEX($G:$G,)), ISBLANK(INDEX($C:$C,))), \"\", 'PWS Records (System Entry)'!$D$4)","v":"LA1079001"},{"$f":"IF(AND(ISBLANK(INDEX($G:$G,)), ISBLANK(INDEX($C:$C,))), \"\", 'PWS Records (System Entry)'!$D$3)","v":"City of Alexandria Water System"},"2804 SUMMERWOOD LN","ALEXANDRIA","LA",71303,10715763,31.316285499999999,-92.478737300000006,null,"Non-Lead - Plastic","Installation Date after Lead Ban","Don't Know",null,null,null,"Non-Lead - Plastic","Installation Date after Lead Ban",null,null,"Non-Lead"]
[{"$f":"IF(AND(ISBLANK(INDEX($G:$G,)), ISBLANK(INDEX($C:$C,))), \"\", 'PWS Records (System Entry)'!$D$4)","v":"LA1079001"},{"$f":"IF(AND(ISBLANK(INDEX($G:$G,)), ISBLANK(INDEX($C:$C,))), \"\", 'PWS Records (System Entry)'!$D$3)","v":"City of Alexandria Water System"},"110 FRANCES ST","ALEXANDRIA","LA",71303,10715764,31.323739799999998,-92.455804999999998,null,"Unknown","Not Applicable","Don't Know",null,null,null,"Unknown","Not Applicable",null,null,"Lead Status Unknown"]
[{"$f":"IF(AND(ISBLANK(INDEX($G:$G,)), ISBLANK(INDEX($C:$C,))), \"\", 'PWS Records (System Entry)'!$D$4)","v":"LA1079001"},{"$f":"IF(AND(ISBLANK(INDEX($G:$G,)), ISBLANK(INDEX($C:$C,))), \"\", 'PWS Records (System Entry)'!$D$3)","v":"City of Alexandria Water System"},"1316 BONNAIRE TRCE","ALEXANDRIA","LA",71303,10715765,31.307473000000002,-92.486028000000005,null,"Non-Lead - Other","Installation Record (for example, tap card)","Don't Know",null,null,null,"Non-Lead - Other","Installation Record (for example, tap card)",null,null,"Non-Lead"]
[{"$f":"IF(AND(ISBLANK(INDEX($G:$G,)), ISBLANK(INDEX($C:$C,))), \"\", 'PWS Records (System Entry)'!$D$4)","v":"LA1079001"},{"$f":"IF(AND(ISBLANK(INDEX($G:$G,)), ISBLANK(INDEX($C:$C,))), \"\", 'PWS Records (System Entry)'!$D$3)","v":"City of Alexandria Water System"},"2805 CULPEPPER RD","ALEXANDRIA","LA",71301,10715766,31.264080100000001,-92.461107400000003,null,"Unknown","Not Applicable","Don't Know",null,null,null,"Unknown","Not Applicable",null,null,"Lead Status Unknown"]
[{"$f":"IF(AND(ISBLANK(INDEX($G:$G,)), ISBLANK(INDEX($C:$C,))), \"\", 'PWS Records (System Entry)'!$D$4)","v":"LA1079001"},{"$f":"IF(AND(ISBLANK(INDEX($G:$G,)), ISBLANK(INDEX($C:$C,))), \"\", 'PWS Records (System Entry)'!$D$3)","v":"City of Alexandria Water System"},"1316 MCNUTT DR","ALEXANDRIA","LA",71303,10715767,31.2724349,-92.482611399999996,null,"Unknown","Not Applicable","Don't Know",null,null,null,"Unknown","Not Applicable",null,null,"Lead Status Unknown"]
[{"$f":"IF(AND(ISBLANK(INDEX($G:$G,)), ISBLANK(INDEX($C:$C,))), \"\", 'PWS Records (System Entry)'!$D$4)","v":"LA1079001"},{"$f":"IF(AND(ISBLANK(INDEX($G:$G,)), ISBLANK(INDEX($C:$C,))), \"\", 'PWS Records (System Entry)'!$D$3)","v":"City of Alexandria Water System"},"110 HOPE ST","ALEXANDRIA","LA",71303,10715768,31.3104564,-92.463604900000007,null,"Unknown","Not Applicable","Don't Know",null,null,null,"Unknown","Not Applicable",null,null,"Lead Status Unknown"]
[{"$f":"IF(AND(ISBLANK(INDEX($G:$G,)), ISBLANK(INDEX($C:$C,))), \"\", 'PWS Records (System Entry)'!$D$4)","v":"LA1079001"},{"$f":"IF(AND(ISBLANK(INDEX($G:$G,)), ISBLANK(INDEX($C:$C,))), \"\", 'PWS Records (System Entry)'!$D$3)","v":"City of Alexandria Water System"},"2805 DAWKINS ST","ALEXANDRIA","LA",71303,10715771,31.294028399999998,-92.4679632,null,"Unknown","Not Applicable","Don't Know",null,null,null,"Unknown","Not Applicable",null,null,"Lead Status Unknown"]
[{"$f":"IF(AND(ISBLANK(INDEX($G:$G,)), ISBLANK(INDEX($C:$C,))), \"\", 'PWS Records (System Entry)'!$D$4)","v":"LA1079001"},{"$f":"IF(AND(ISBLANK(INDEX($G:$G,)), ISBLANK(INDEX($C:$C,))), \"\", 'PWS Records (System Entry)'!$D$3)","v":"City of Alexandria Water System"},"1317 AUTUMN ORCHARD LOOP","ALEXANDRIA","LA",71303,10715769,31.3442726,-92.509407100000004,null,"Non-Lead - Plastic","Installation Date after Lead Ban","Don't Know",null,null,null,"Non-Lead - Plastic","Installation Date after Lead Ban",null,null,"Non-Lead"]
[{"$f":"IF(AND(ISBLANK(INDEX($G:$G,)), ISBLANK(INDEX($C:$C,))), \"\", 'PWS Records (System Entry)'!$D$4)","v":"LA1079001"},{"$f":"IF(AND(ISBLANK(INDEX($G:$G,)), ISBLANK(INDEX($C:$C,))), \"\", 'PWS Records (System Entry)'!$D$3)","v":"City of Alexandria Water System"},"110 JOHN ESKEW DR","ALEXANDRIA","LA",71303,10715770,31.29382,-92.501589699999997,null,"Non-Lead - Plastic","Installation Record (for example, tap card)","Don't Know",null,null,null,"Unknown","Not Applicable",null,null,"Lead Status Unknown"]
[{"$f":"IF(AND(ISBLANK(INDEX($G:$G,)), ISBLANK(INDEX($C:$C,))), \"\", 'PWS Records (System Entry)'!$D$4)","v":"LA1079001"},{"$f":"IF(AND(ISBLANK(INDEX($G:$G,)), ISBLANK(INDEX($C:$C,))), \"\", 'PWS Records (System Entry)'!$D$3)","v":"City of Alexandria Water System"},"1317 BONAIRE TRCE","ALEXANDRIA","LA",71303,10715772,31.307455999999998,-92.486018000000001,null,"Non-Lead - Other","Installation Record (for example, tap card)","Don't Know",null,null,null,"Non-Lead - Other","Installation Record (for example, tap card)",null,null,"Non-Lead"]
[{"$f":"IF(AND(ISBLANK(INDEX($G:$G,)), ISBLANK(INDEX($C:$C,))), \"\", 'PWS Records (System Entry)'!$D$4)","v":"LA1079001"},{"$f":"IF(AND(ISBLANK(INDEX($G:$G,)), ISBLANK(INDEX($C:$C,))), \"\", 'PWS Records (System Entry)'!$D$3)","v":"City of Alexandria Water System"},"110 LONGFELLOW DR","ALEXANDRIA","LA",71303,10715773,31.290686099999999,-92.4107482,null,"Unknown","Not Applicable","Don't Know",null,null,null,"Unknown","Not Applicable",null,null,"Lead Status Unknown"]
[{"$f":"IF(AND(ISBLANK(INDEX($G:$G,)), ISBLANK(INDEX($C:$C,))), \"\", 'PWS Records (System Entry)'!$D$4)","v":"LA1079001"},{"$f":"IF(AND(ISBLANK(INDEX($G:$G,)), ISBLANK(INDEX($C:$C,))), \"\", 'PWS Records (System Entry)'!$D$3)","v":"City of Alexandria Water System"},"2805 DENNIS ST","ALEXANDRIA","LA",71303,10715774,31.287787000000002,-92.452783999999994,null,"Unknown","Not Applicable","Don't Know",null,null,null,"Unknown","Not Applicable",null,null,"Lead Status Unknown"]
[{"$f":"IF(AND(ISBLANK(INDEX($G:$G,)), ISBLANK(INDEX($C:$C,))), \"\", 'PWS Records (System Entry)'!$D$4)","v":"LA1079001"},{"$f":"IF(AND(ISBLANK(INDEX($G:$G,)), ISBLANK(INDEX($C:$C,))), \"\", 'PWS Records (System Entry)'!$D$3)","v":"City of Alexandria Water System"},"1317 LOUISE ST","ALEXANDRIA","LA",71303,10715775,31.310930200000001,-92.481262700000002,null,"Non-Lead - Plastic","Installation Record (for example, tap card)","Don't Know",null,null,null,"Unknown","Not Applicable",null,null,"Lead Status Unknown"]
[{"$f":"IF(AND(ISBLANK(INDEX($G:$G,)), ISBLANK(INDEX($C:$C,))), \"\", 'PWS Records (System Entry)'!$D$4)","v":"LA1079001"},{"$f":"IF(AND(ISBLANK(INDEX($G:$G,)), ISBLANK(INDEX($C:$C,))), \"\", 'PWS Records (System Entry)'!$D$3)","v":"City of Alexandria Water System"},"110 TEXAS AVE","ALEXANDRIA","LA",71303,10715776,31.300392299999999,-92.477435400000005,null,"Unknown","Not Applicable","Don't Know",null,null,null,"Unknown","Not Applicable",null,null,"Lead Status Unknown"]
[{"$f":"IF(AND(ISBLANK(INDEX($G:$G,)), ISBLANK(INDEX($C:$C,))), \"\", 'PWS Records (System Entry)'!$D$4)","v":"LA1079001"},{"$f":"IF(AND(ISBLANK(INDEX($G:$G,)), ISBLANK(INDEX($C:$C,))), \"\", 'PWS Records (System Entry)'!$D$3)","v":"City of Alexandria Water System"},"2805 LASALLE DR","ALEXANDRIA","LA",71303,10715777,31.3190314,-92.482302599999997,null,"Unknown","Not Applicable","Don't Know",null,null,null,"Unknown","Not Applicable",null,null,"Lead Status Unknown"]
[{"$f":"IF(AND(ISBLANK(INDEX($G:$G,)), ISBLANK(INDEX($C:$C,))), \"\", 'PWS Records (System Entry)'!$D$4)","v":"LA1079001"},{"$f":"IF(AND(ISBLANK(INDEX($G:$G,)), ISBLANK(INDEX($C:$C,))), \"\", 'PWS Records (System Entry)'!$D$3)","v":"City of Alexandria Water System"},"1317 MACARTHUR DR","ALEXANDRIA","LA",71301,10715778,31.286141400000002,-92.474424999999997,null,"Unknown","Not Applicable","Don't Know",null,null,null,"Unknown","Not Applicable",null,null,"Lead Status Unknown"]
[{"$f":"IF(AND(ISBLANK(INDEX($G:$G,)), ISBLANK(INDEX($C:$C,))), \"\", 'PWS Records (System Entry)'!$D$4)","v":"LA1079001"},{"$f":"IF(AND(ISBLANK(INDEX($G:$G,)), ISBLANK(INDEX($C:$C,))), \"\", 'PWS Records (System Entry)'!$D$3)","v":"City of Alexandria Water System"},"2805 MAIN ST","ALEXANDRIA","LA",71302,10715779,31.3002945,-92.429125999999997,null,"Unknown","Not Applicable","Don't Know",null,null,null,"Unknown","Not Applicable",null,null,"Lead Status Unknown"]
[{"$f":"IF(AND(ISBLANK(INDEX($G:$G,)), ISBLANK(INDEX($C:$C,))), \"\", 'PWS Records (System Entry)'!$D$4)","v":"LA1079001"},{"$f":"IF(AND(ISBLANK(INDEX($G:$G,)), ISBLANK(INDEX($C:$C,))), \"\", 'PWS Records (System Entry)'!$D$3)","v":"City of Alexandria Water System"},"1317 SHIRLAND AVE","ALEXANDRIA","LA",71303,10715780,31.312671300000002,-92.458780500000003,null,"Unknown","Not Applicable","Don't Know",null,null,null,"Unknown","Not Applicable",null,null,"Lead Status Unknown"]
[{"$f":"IF(AND(ISBLANK(INDEX($G:$G,)), ISBLANK(INDEX($C:$C,))), \"\", 'PWS Records (System Entry)'!$D$4)","v":"LA1079001"},{"$f":"IF(AND(ISBLANK(INDEX($G:$G,)), ISBLANK(INDEX($C:$C,))), \"\", 'PWS Records (System Entry)'!$D$3)","v":"City of Alexandria Water System"},"110 VERSAILLES BLVD","ALEXANDRIA","LA",71303,10715781,31.290612400000001,-92.504511800000003,null,"Non-Lead - Plastic","Installation Date after Lead Ban","Don't Know",null,null,null,"Non-Lead - Plastic","Installation Date after Lead Ban",null,null,"Non-Lead"]
[{"$f":"IF(AND(ISBLANK(INDEX($G:$G,)), ISBLANK(INDEX($C:$C,))), \"\", 'PWS Records (System Entry)'!$D$4)","v":"LA1079001"},{"$f":"IF(AND(ISBLANK(INDEX($G:$G,)), ISBLANK(INDEX($C:$C,))), \"\", 'PWS Records (System Entry)'!$D$3)","v":"City of Alexandria Water System"},"2805 OVERTON ST","ALEXANDRIA","LA",71303,10715782,31.287254699999998,-92.450345799999994,null,"Unknown","Not Applicable","Don't Know",null,null,null,"Unknown","Not Applicable",null,null,"Lead Status Unknown"]
[{"$f":"IF(AND(ISBLANK(INDEX($G:$G,)), ISBLANK(INDEX($C:$C,))), \"\", 'PWS Records (System Entry)'!$D$4)","v":"LA1079001"},{"$f":"IF(AND(ISBLANK(INDEX($G:$G,)), ISBLANK(INDEX($C:$C,))), \"\", 'PWS Records (System Entry)'!$D$3)","v":"City of Alexandria Water System"},"1318 AUTUMN ORCHARD LOOP","ALEXANDRIA","LA",71303,10715783,31.344289199999999,-92.509337900000006,null,"Non-Lead - Plastic","Installation Date after Lead Ban","Don't Know",null,null,null,"Non-Lead - Plastic","Installation Date after Lead Ban",null,null,"Non-Lead"]
[{"$f":"IF(AND(ISBLANK(INDEX($G:$G,)), ISBLANK(INDEX($C:$C,))), \"\", 'PWS Records (System Entry)'!$D$4)","v":"LA1079001"},{"$f":"IF(AND(ISBLANK(INDEX($G:$G,)), ISBLANK(INDEX($C:$C,))), \"\", 'PWS Records (System Entry)'!$D$3)","v":"City of Alexandria Water System"},"110 VERSAILLES BLVD","ALEXANDRIA","LA",71303,10715784,31.290612400000001,-92.504511800000003,null,"Non-Lead - Plastic","Installation Date after Lead Ban","Don't Know",null,null,null,"Non-Lead - Plastic","Installation Date after Lead Ban",null,null,"Non-Lead"]
[{"$f":"IF(AND(ISBLANK(INDEX($G:$G,)), ISBLANK(INDEX($C:$C,))), \"\", 'PWS Records (System Entry)'!$D$4)","v":"LA1079001"},{"$f":"IF(AND(ISBLANK(INDEX($G:$G,)), ISBLANK(INDEX($C:$C,))), \"\", 'PWS Records (System Entry)'!$D$3)","v":"City of Alexandria Water System"},"2805 SABINE DR","ALEXANDRIA","LA",71303,10715785,31.317605499999999,-92.481263999999996,null,"Unknown","Not Applicable","Don't Know",null,null,null,"Unknown","Not Applicable",null,null,"Lead Status Unknown"]
[{"$f":"IF(AND(ISBLANK(INDEX($G:$G,)), ISBLANK(INDEX($C:$C,))), \"\", 'PWS Records (System Entry)'!$D$4)","v":"LA1079001"},{"$f":"IF(AND(ISBLANK(INDEX($G:$G,)), ISBLANK(INDEX($C:$C,))), \"\", 'PWS Records (System Entry)'!$D$3)","v":"City of Alexandria Water System"},"1318 LOUISE ST","ALEXANDRIA","LA",71303,10715786,31.311131100000001,-92.481339899999995,null,"Non-Lead - Plastic","Installation Record (for example, tap card)","Don't Know",null,null,null,"Unknown","Not Applicable",null,null,"Lead Status Unknown"]
[{"$f":"IF(AND(ISBLANK(INDEX($G:$G,)), ISBLANK(INDEX($C:$C,))), \"\", 'PWS Records (System Entry)'!$D$4)","v":"LA1079001"},{"$f":"IF(AND(ISBLANK(INDEX($G:$G,)), ISBLANK(INDEX($C:$C,))), \"\", 'PWS Records (System Entry)'!$D$3)","v":"City of Alexandria Water System"},"110 VERSAILLES BLVD","ALEXANDRIA","LA",71303,10715787,31.290612400000001,-92.504511800000003,null,"Non-Lead - Plastic","Installation Date after Lead Ban","Don't Know",null,null,null,"Non-Lead - Plastic","Installation Date after Lead Ban",null,null,"Non-Lead"]
[{"$f":"IF(AND(ISBLANK(INDEX($G:$G,)), ISBLANK(INDEX($C:$C,))), \"\", 'PWS Records (System Entry)'!$D$4)","v":"LA1079001"},{"$f":"IF(AND(ISBLANK(INDEX($G:$G,)), ISBLANK(INDEX($C:$C,))), \"\", 'PWS Records (System Entry)'!$D$3)","v":"City of Alexandria Water System"},"2805 WOODLAWN DR","ALEXANDRIA","LA",71303,10715788,31.318481200000001,-92.481425000000002,null,"Unknown","Not Applicable","Don't Know",null,null,null,"Unknown","Not Applicable",null,null,"Lead Status Unknown"]
[{"$f":"IF(AND(ISBLANK(INDEX($G:$G,)), ISBLANK(INDEX($C:$C,))), \"\", 'PWS Records (System Entry)'!$D$4)","v":"LA1079001"},{"$f":"IF(AND(ISBLANK(INDEX($G:$G,)), ISBLANK(INDEX($C:$C,))), \"\", 'PWS Records (System Entry)'!$D$3)","v":"City of Alexandria Water System"},"1318 PETERMAN DR","ALEXANDRIA","LA",71301,10715789,31.275857500000001,-92.480230800000001,null,"Unknown","Not Applicable","Don't Know",null,null,null,"Unknown","Not Applicable",null,null,"Lead Status Unknown"]
[{"$f":"IF(AND(ISBLANK(INDEX($G:$G,)), ISBLANK(INDEX($C:$C,))), \"\", 'PWS Records (System Entry)'!$D$4)","v":"LA1079001"},{"$f":"IF(AND(ISBLANK(INDEX($G:$G,)), ISBLANK(INDEX($C:$C,))), \"\", 'PWS Records (System Entry)'!$D$3)","v":"City of Alexandria Water System"},"1100 10TH ST","ALEXANDRIA","LA",71303,10715790,31.306975999999999,-92.448101899999997,null,"Unknown","Not Applicable","Don't Know",null,null,null,"Unknown","Not Applicable",null,null,"Lead Status Unknown"]
[{"$f":"IF(AND(ISBLANK(INDEX($G:$G,)), ISBLANK(INDEX($C:$C,))), \"\", 'PWS Records (System Entry)'!$D$4)","v":"LA1079001"},{"$f":"IF(AND(ISBLANK(INDEX($G:$G,)), ISBLANK(INDEX($C:$C,))), \"\", 'PWS Records (System Entry)'!$D$3)","v":"City of Alexandria Water System"},"2806 DARBY ST","ALEXANDRIA","LA",71303,10715792,31.298925300000001,-92.471014999999994,null,"Unknown","Not Applicable","Don't Know",null,null,null,"Unknown","Not Applicable",null,null,"Lead Status Unknown"]
[{"$f":"IF(AND(ISBLANK(INDEX($G:$G,)), ISBLANK(INDEX($C:$C,))), \"\", 'PWS Records (System Entry)'!$D$4)","v":"LA1079001"},{"$f":"IF(AND(ISBLANK(INDEX($G:$G,)), ISBLANK(INDEX($C:$C,))), \"\", 'PWS Records (System Entry)'!$D$3)","v":"City of Alexandria Water System"},"1319 AUTUMN ORCHARD LOOP","ALEXANDRIA","LA",71303,10715791,31.344440299999999,-92.509324599999999,null,"Non-Lead - Plastic","Installation Date after Lead Ban","Don't Know",null,null,null,"Non-Lead - Plastic","Installation Date after Lead Ban",null,null,"Non-Lead"]
[{"$f":"IF(AND(ISBLANK(INDEX($G:$G,)), ISBLANK(INDEX($C:$C,))), \"\", 'PWS Records (System Entry)'!$D$4)","v":"LA1079001"},{"$f":"IF(AND(ISBLANK(INDEX($G:$G,)), ISBLANK(INDEX($C:$C,))), \"\", 'PWS Records (System Entry)'!$D$3)","v":"City of Alexandria Water System"},"1100 BOLTON AVE","ALEXANDRIA","LA",71303,10715793,31.3031325,-92.452522000000002,null,"Unknown","Not Applicable","Don't Know",null,null,null,"Unknown","Not Applicable",null,null,"Lead Status Unknown"]
[{"$f":"IF(AND(ISBLANK(INDEX($G:$G,)), ISBLANK(INDEX($C:$C,))), \"\", 'PWS Records (System Entry)'!$D$4)","v":"LA1079001"},{"$f":"IF(AND(ISBLANK(INDEX($G:$G,)), ISBLANK(INDEX($C:$C,))), \"\", 'PWS Records (System Entry)'!$D$3)","v":"City of Alexandria Water System"},"1319 CHARLTON ST","ALEXANDRIA","LA",71303,10715794,31.2860561,-92.472157499999994,null,"Unknown","Not Applicable","Don't Know",null,null,null,"Unknown","Not Applicable",null,null,"Lead Status Unknown"]
[{"$f":"IF(AND(ISBLANK(INDEX($G:$G,)), ISBLANK(INDEX($C:$C,))), \"\", 'PWS Records (System Entry)'!$D$4)","v":"LA1079001"},{"$f":"IF(AND(ISBLANK(INDEX($G:$G,)), ISBLANK(INDEX($C:$C,))), \"\", 'PWS Records (System Entry)'!$D$3)","v":"City of Alexandria Water System"},"1100 CEDAR BLDG 5006","ALEXANDRIA","LA",71303,10715795,31.328336100000001,-92.519461699999994,null,"Unknown","Not Applicable","Don't Know",null,null,null,"Unknown","Not Applicable",null,null,"Lead Status Unknown"]
[{"$f":"IF(AND(ISBLANK(INDEX($G:$G,)), ISBLANK(INDEX($C:$C,))), \"\", 'PWS Records (System Entry)'!$D$4)","v":"LA1079001"},{"$f":"IF(AND(ISBLANK(INDEX($G:$G,)), ISBLANK(INDEX($C:$C,))), \"\", 'PWS Records (System Entry)'!$D$3)","v":"City of Alexandria Water System"},"2806 GARY ST","ALEXANDRIA","LA",71303,10715796,31.285205300000001,-92.456177499999995,null,"Unknown","Not Applicable","Don't Know",null,null,null,"Unknown","Not Applicable",null,null,"Lead Status Unknown"]
[{"$f":"IF(AND(ISBLANK(INDEX($G:$G,)), ISBLANK(INDEX($C:$C,))), \"\", 'PWS Records (System Entry)'!$D$4)","v":"LA1079001"},{"$f":"IF(AND(ISBLANK(INDEX($G:$G,)), ISBLANK(INDEX($C:$C,))), \"\", 'PWS Records (System Entry)'!$D$3)","v":"City of Alexandria Water System"},"1100 CEDAR CT BLDG 5010","ALEXANDRIA","LA",71303,10715797,31.328336100000001,-92.519461699999994,null,"Unknown","Not Applicable","Don't Know",null,null,null,"Unknown","Not Applicable",null,null,"Lead Status Unknown"]
[{"$f":"IF(AND(ISBLANK(INDEX($G:$G,)), ISBLANK(INDEX($C:$C,))), \"\", 'PWS Records (System Entry)'!$D$4)","v":"LA1079001"},{"$f":"IF(AND(ISBLANK(INDEX($G:$G,)), ISBLANK(INDEX($C:$C,))), \"\", 'PWS Records (System Entry)'!$D$3)","v":"City of Alexandria Water System"},"1319 ELIZABETH ST","ALEXANDRIA","LA",71303,10715798,31.270774899999999,-92.4831389,null,"Unknown","Not Applicable","Don't Know",null,null,null,"Unknown","Not Applicable",null,null,"Lead Status Unknown"]
[{"$f":"IF(AND(ISBLANK(INDEX($G:$G,)), ISBLANK(INDEX($C:$C,))), \"\", 'PWS Records (System Entry)'!$D$4)","v":"LA1079001"},{"$f":"IF(AND(ISBLANK(INDEX($G:$G,)), ISBLANK(INDEX($C:$C,))), \"\", 'PWS Records (System Entry)'!$D$3)","v":"City of Alexandria Water System"},"2806 HYNSON ST","ALEXANDRIA","LA",71303,10715799,31.3055445,-92.473240500000003,null,"Unknown","Not Applicable","Don't Know",null,null,null,"Unknown","Not Applicable",null,null,"Lead Status Unknown"]
[{"$f":"IF(AND(ISBLANK(INDEX($G:$G,)), ISBLANK(INDEX($C:$C,))), \"\", 'PWS Records (System Entry)'!$D$4)","v":"LA1079001"},{"$f":"IF(AND(ISBLANK(INDEX($G:$G,)), ISBLANK(INDEX($C:$C,))), \"\", 'PWS Records (System Entry)'!$D$3)","v":"City of Alexandria Water System"},"1100 CEDAR CT BLDG 5009","ALEXANDRIA","LA",71303,10715800,31.328336100000001,-92.519461699999994,null,"Unknown","Not Applicable","Don't Know",null,null,null,"Unknown","Not Applicable",null,null,"Lead Status Unknown"]
[{"$f":"IF(AND(ISBLANK(INDEX($G:$G,)), ISBLANK(INDEX($C:$C,))), \"\", 'PWS Records (System Entry)'!$D$4)","v":"LA1079001"},{"$f":"IF(AND(ISBLANK(INDEX($G:$G,)), ISBLANK(INDEX($C:$C,))), \"\", 'PWS Records (System Entry)'!$D$3)","v":"City of Alexandria Water System"},"1319 HORSESHOE DR","ALEXANDRIA","LA",71303,10715801,31.261744700000001,-92.487961499999997,null,"Non-Lead - Other","Installation Record (for example, tap card)","Don't Know",null,null,null,"Non-Lead - Other","Installation Record (for example, tap card)",null,null,"Non-Lead"]
[{"$f":"IF(AND(ISBLANK(INDEX($G:$G,)), ISBLANK(INDEX($C:$C,))), \"\", 'PWS Records (System Entry)'!$D$4)","v":"LA1079001"},{"$f":"IF(AND(ISBLANK(INDEX($G:$G,)), ISBLANK(INDEX($C:$C,))), \"\", 'PWS Records (System Entry)'!$D$3)","v":"City of Alexandria Water System"},"1319 HORSESHOE DR","ALEXANDRIA","LA",71303,10715804,31.261744700000001,-92.487961499999997,null,"Non-Lead - Other","Installation Record (for example, tap card)","Don't Know",null,null,null,"Non-Lead - Other","Installation Record (for example, tap card)",null,null,"Non-Lead"]
[{"$f":"IF(AND(ISBLANK(INDEX($G:$G,)), ISBLANK(INDEX($C:$C,))), \"\", 'PWS Records (System Entry)'!$D$4)","v":"LA1079001"},{"$f":"IF(AND(ISBLANK(INDEX($G:$G,)), ISBLANK(INDEX($C:$C,))), \"\", 'PWS Records (System Entry)'!$D$3)","v":"City of Alexandria Water System"},"1319 HORSESHOE DR","ALEXANDRIA","LA",71303,10715806,31.261744700000001,-92.487961499999997,null,"Non-Lead - Other","Installation Record (for example, tap card)","Don't Know",null,null,null,"Non-Lead - Other","Installation Record (for example, tap card)",null,null,"Non-Lead"]
[{"$f":"IF(AND(ISBLANK(INDEX($G:$G,)), ISBLANK(INDEX($C:$C,))), \"\", 'PWS Records (System Entry)'!$D$4)","v":"LA1079001"},{"$f":"IF(AND(ISBLANK(INDEX($G:$G,)), ISBLANK(INDEX($C:$C,))), \"\", 'PWS Records (System Entry)'!$D$3)","v":"City of Alexandria Water System"},"2806 LASALLE DR","ALEXANDRIA","LA",71303,10715802,31.319081600000001,-92.482324599999998,null,"Unknown","Not Applicable","Don't Know",null,null,null,"Unknown","Not Applicable",null,null,"Lead Status Unknown"]
[{"$f":"IF(AND(ISBLANK(INDEX($G:$G,)), ISBLANK(INDEX($C:$C,))), \"\", 'PWS Records (System Entry)'!$D$4)","v":"LA1079001"},{"$f":"IF(AND(ISBLANK(INDEX($G:$G,)), ISBLANK(INDEX($C:$C,))), \"\", 'PWS Records (System Entry)'!$D$3)","v":"City of Alexandria Water System"},"2806 MONROE ST UNIT A","ALEXANDRIA","LA",71303,10715803,31.302909199999998,-92.471525600000007,null,"Unknown","Not Applicable","Don't Know",null,null,null,"Unknown","Not Applicable",null,null,"Lead Status Unknown"]
[{"$f":"IF(AND(ISBLANK(INDEX($G:$G,)), ISBLANK(INDEX($C:$C,))), \"\", 'PWS Records (System Entry)'!$D$4)","v":"LA1079001"},{"$f":"IF(AND(ISBLANK(INDEX($G:$G,)), ISBLANK(INDEX($C:$C,))), \"\", 'PWS Records (System Entry)'!$D$3)","v":"City of Alexandria Water System"},"1100 CEDAR CT BLDG 5008","ALEXANDRIA","LA",71303,10715805,31.328336100000001,-92.519461699999994,null,"Unknown","Not Applicable","Don't Know",null,null,null,"Unknown","Not Applicable",null,null,"Lead Status Unknown"]
[{"$f":"IF(AND(ISBLANK(INDEX($G:$G,)), ISBLANK(INDEX($C:$C,))), \"\", 'PWS Records (System Entry)'!$D$4)","v":"LA1079001"},{"$f":"IF(AND(ISBLANK(INDEX($G:$G,)), ISBLANK(INDEX($C:$C,))), \"\", 'PWS Records (System Entry)'!$D$3)","v":"City of Alexandria Water System"},"2806 OVERTON ST","ALEXANDRIA","LA",71303,10715808,31.287351600000001,-92.450392399999998,null,"Unknown","Not Applicable","Don't Know",null,null,null,"Unknown","Not Applicable",null,null,"Lead Status Unknown"]
[{"$f":"IF(AND(ISBLANK(INDEX($G:$G,)), ISBLANK(INDEX($C:$C,))), \"\", 'PWS Records (System Entry)'!$D$4)","v":"LA1079001"},{"$f":"IF(AND(ISBLANK(INDEX($G:$G,)), ISBLANK(INDEX($C:$C,))), \"\", 'PWS Records (System Entry)'!$D$3)","v":"City of Alexandria Water System"},"1100 CEDAR CT BLDG 5007","ALEXANDRIA","LA",71303,10715807,31.328336100000001,-92.519461699999994,null,"Unknown","Not Applicable","Don't Know",null,null,null,"Unknown","Not Applicable",null,null,"Lead Status Unknown"]
[{"$f":"IF(AND(ISBLANK(INDEX($G:$G,)), ISBLANK(INDEX($C:$C,))), \"\", 'PWS Records (System Entry)'!$D$4)","v":"LA1079001"},{"$f":"IF(AND(ISBLANK(INDEX($G:$G,)), ISBLANK(INDEX($C:$C,))), \"\", 'PWS Records (System Entry)'!$D$3)","v":"City of Alexandria Water System"},"1319 LASLEY ST","ALEXANDRIA","LA",71303,10715809,31.290378499999999,-92.447817400000005,null,"Unknown","Not Applicable","Don't Know",null,null,null,"Unknown","Not Applicable",null,null,"Lead Status Unknown"]
[{"$f":"IF(AND(ISBLANK(INDEX($G:$G,)), ISBLANK(INDEX($C:$C,))), \"\", 'PWS Records (System Entry)'!$D$4)","v":"LA1079001"},{"$f":"IF(AND(ISBLANK(INDEX($G:$G,)), ISBLANK(INDEX($C:$C,))), \"\", 'PWS Records (System Entry)'!$D$3)","v":"City of Alexandria Water System"},"1100 FRANK ANDREWS BLVD","ALEXANDRIA","LA",71303,10715811,31.322998900000002,-92.541693600000002,null,"Unknown","Not Applicable","Don't Know",null,null,null,"Unknown","Not Applicable",null,null,{"$f":"IF(AND(INDEX($K:$K,)=\"\", INDEX($L:$L,)=\"\", INDEX($M:$M,)=\"\", INDEX($Q:$Q,)=\"\", INDEX($R:$R,)=\"\"), \"\", IF(OR(INDEX($K:$K,)=\"Lead\",INDEX($Q:$Q,)=\"Lead\"),\"Lead\",IF(OR(AND(OR(INDEX($M:$M,)=\"Yes\", INDEX($M:$M,)=\"Don't Know\", INDEX($M:$M,)=\"\"), INDEX($Q:$Q,)=\"Galvanized Iron/Steel\"), AND(INDEX($K:$K,)=\"Unknown\", INDEX($M:$M,)=\"No\", INDEX($Q:$Q,)=\"Galvanized Iron/Steel\")), \"Galvanized Requiring Replacement\", IF(OR(AND(OR(INDEX($K:$K,)=\"Galvanized Iron/Steel\", INDEX($K:$K,)=\"Non-Lead - Copper\", INDEX($K:$K,)=\"Non-Lead - Plastic\", INDEX($K:$K,)=\"Non-Lead - Other\", INDEX($K:$K,)=\"Non-Lead - Material Unknown\", INDEX($K:$K,)=\"No System Owned Portion\"), OR(INDEX($Q:$Q,)=\"Galvanized Iron/Steel\", INDEX($Q:$Q,)=\"Non-Lead - Copper\", INDEX($Q:$Q,)=\"Non-Lead - Plastic\", INDEX($Q:$Q,)=\"Non-Lead - Other\", INDEX($Q:$Q,)=\"Non-Lead - Predictive Model\", INDEX($Q:$Q,)=\"No Customer Owned Portion\")), AND(OR( INDEX($K:$K,)=\"Galvanized Iron/Steel\", INDEX($K:$K,)=\"Non-Lead - Copper\", INDEX($K:$K,)=\"Non-Lead - Plastic\", INDEX($K:$K,)=\"Non-Lead - Other\", INDEX($K:$K,)=\"Non-Lead - Material Unknown\", INDEX($K:$K,)=\"No System Owned Portion\"), INDEX($M:$M,)=\"No\", INDEX($Q:$Q,)=\"Non-Lead - Material Unknown\")), \"Non-Lead\", \"Lead Status Unknown\"))))","v":"Lead Status Unknown"}]
[{"$f":"IF(AND(ISBLANK(INDEX($G:$G,)), ISBLANK(INDEX($C:$C,))), \"\", 'PWS Records (System Entry)'!$D$4)","v":"LA1079001"},{"$f":"IF(AND(ISBLANK(INDEX($G:$G,)), ISBLANK(INDEX($C:$C,))), \"\", 'PWS Records (System Entry)'!$D$3)","v":"City of Alexandria Water System"},"1100 FRANK ANDREWS BLVD","ALEXANDRIA","LA",71303,10715813,31.322998900000002,-92.541693600000002,null,"Unknown","Not Applicable","Don't Know",null,null,null,"Unknown","Not Applicable",null,null,"Lead Status Unknown"]
[{"$f":"IF(AND(ISBLANK(INDEX($G:$G,)), ISBLANK(INDEX($C:$C,))), \"\", 'PWS Records (System Entry)'!$D$4)","v":"LA1079001"},{"$f":"IF(AND(ISBLANK(INDEX($G:$G,)), ISBLANK(INDEX($C:$C,))), \"\", 'PWS Records (System Entry)'!$D$3)","v":"City of Alexandria Water System"},"2806 PERSHING ST","ALEXANDRIA","LA",71303,10715810,31.297256000000001,-92.470386000000005,null,"Unknown","Not Applicable","Don't Know",null,null,null,"Unknown","Not Applicable",null,null,"Lead Status Unknown"]
[{"$f":"IF(AND(ISBLANK(INDEX($G:$G,)), ISBLANK(INDEX($C:$C,))), \"\", 'PWS Records (System Entry)'!$D$4)","v":"LA1079001"},{"$f":"IF(AND(ISBLANK(INDEX($G:$G,)), ISBLANK(INDEX($C:$C,))), \"\", 'PWS Records (System Entry)'!$D$3)","v":"City of Alexandria Water System"},"1319 MADISON ST","ALEXANDRIA","LA",71303,10715812,31.3096107,-92.456051200000005,null,"Unknown","Not Applicable","Don't Know",null,null,null,"Unknown","Not Applicable",null,null,"Lead Status Unknown"]
[{"$f":"IF(AND(ISBLANK(INDEX($G:$G,)), ISBLANK(INDEX($C:$C,))), \"\", 'PWS Records (System Entry)'!$D$4)","v":"LA1079001"},{"$f":"IF(AND(ISBLANK(INDEX($G:$G,)), ISBLANK(INDEX($C:$C,))), \"\", 'PWS Records (System Entry)'!$D$3)","v":"City of Alexandria Water System"},"2806 STIMSON AVE","ALEXANDRIA","LA",71303,10715814,31.297991,-92.470784899999998,null,"Unknown","Not Applicable","Don't Know",null,null,null,"Unknown","Not Applicable",null,null,"Lead Status Unknown"]
[{"$f":"IF(AND(ISBLANK(INDEX($G:$G,)), ISBLANK(INDEX($C:$C,))), \"\", 'PWS Records (System Entry)'!$D$4)","v":"LA1079001"},{"$f":"IF(AND(ISBLANK(INDEX($G:$G,)), ISBLANK(INDEX($C:$C,))), \"\", 'PWS Records (System Entry)'!$D$3)","v":"City of Alexandria Water System"},"1100 VANDENBURG DR","ALEXANDRIA","LA",71303,10715815,31.306996099999999,-92.5282105,null,"Unknown","Not Applicable","Don't Know",null,null,null,"Unknown","Not Applicable",null,null,"Lead Status Unknown"]
[{"$f":"IF(AND(ISBLANK(INDEX($G:$G,)), ISBLANK(INDEX($C:$C,))), \"\", 'PWS Records (System Entry)'!$D$4)","v":"LA1079001"},{"$f":"IF(AND(ISBLANK(INDEX($G:$G,)), ISBLANK(INDEX($C:$C,))), \"\", 'PWS Records (System Entry)'!$D$3)","v":"City of Alexandria Water System"},"1319 MCNUTT DR","ALEXANDRIA","LA",71303,10715816,31.272424600000001,-92.482338499999997,null,"Unknown","Not Applicable","Don't Know",null,null,null,"Unknown","Not Applicable",null,null,"Lead Status Unknown"]
[{"$f":"IF(AND(ISBLANK(INDEX($G:$G,)), ISBLANK(INDEX($C:$C,))), \"\", 'PWS Records (System Entry)'!$D$4)","v":"LA1079001"},{"$f":"IF(AND(ISBLANK(INDEX($G:$G,)), ISBLANK(INDEX($C:$C,))), \"\", 'PWS Records (System Entry)'!$D$3)","v":"City of Alexandria Water System"},"2806 WISE ST","ALEXANDRIA","LA",71303,10715817,31.287125100000001,-92.448101899999997,null,"Unknown","Not Applicable","Don't Know",null,null,null,"Unknown","Not Applicable",null,null,"Lead Status Unknown"]
[{"$f":"IF(AND(ISBLANK(INDEX($G:$G,)), ISBLANK(INDEX($C:$C,))), \"\", 'PWS Records (System Entry)'!$D$4)","v":"LA1079001"},{"$f":"IF(AND(ISBLANK(INDEX($G:$G,)), ISBLANK(INDEX($C:$C,))), \"\", 'PWS Records (System Entry)'!$D$3)","v":"City of Alexandria Water System"},"1100 WARREN AVE","ALEXANDRIA","LA",71303,10715818,31.264515599999999,-92.489261200000001,null,"Unknown","Not Applicable","Don't Know",null,null,null,"Unknown","Not Applicable",null,null,"Lead Status Unknown"]
[{"$f":"IF(AND(ISBLANK(INDEX($G:$G,)), ISBLANK(INDEX($C:$C,))), \"\", 'PWS Records (System Entry)'!$D$4)","v":"LA1079001"},{"$f":"IF(AND(ISBLANK(INDEX($G:$G,)), ISBLANK(INDEX($C:$C,))), \"\", 'PWS Records (System Entry)'!$D$3)","v":"City of Alexandria Water System"},"1100 WARREN AVE","ALEXANDRIA","LA",71303,10715820,31.264515599999999,-92.489261200000001,null,"Unknown","Not Applicable","Don't Know",null,null,null,"Unknown","Not Applicable",null,null,"Lead Status Unknown"]
[{"$f":"IF(AND(ISBLANK(INDEX($G:$G,)), ISBLANK(INDEX($C:$C,))), \"\", 'PWS Records (System Entry)'!$D$4)","v":"LA1079001"},{"$f":"IF(AND(ISBLANK(INDEX($G:$G,)), ISBLANK(INDEX($C:$C,))), \"\", 'PWS Records (System Entry)'!$D$3)","v":"City of Alexandria Water System"},"132 CHESTER ST","ALEXANDRIA","LA",71303,10715819,31.304047400000002,-92.466058799999999,null,"Unknown","Not Applicable","Don't Know",null,null,null,"Unknown","Not Applicable",null,null,"Lead Status Unknown"]
[{"$f":"IF(AND(ISBLANK(INDEX($G:$G,)), ISBLANK(INDEX($C:$C,))), \"\", 'PWS Records (System Entry)'!$D$4)","v":"LA1079001"},{"$f":"IF(AND(ISBLANK(INDEX($G:$G,)), ISBLANK(INDEX($C:$C,))), \"\", 'PWS Records (System Entry)'!$D$3)","v":"City of Alexandria Water System"},"2806 WOODLAWN DR","ALEXANDRIA","LA",71303,10715821,31.318442300000001,-92.481608199999997,null,"Unknown","Not Applicable","Don't Know",null,null,null,"Unknown","Not Applicable",null,null,"Lead Status Unknown"]
[{"$f":"IF(AND(ISBLANK(INDEX($G:$G,)), ISBLANK(INDEX($C:$C,))), \"\", 'PWS Records (System Entry)'!$D$4)","v":"LA1079001"},{"$f":"IF(AND(ISBLANK(INDEX($G:$G,)), ISBLANK(INDEX($C:$C,))), \"\", 'PWS Records (System Entry)'!$D$3)","v":"City of Alexandria Water System"},"132 FRANCES ST","ALEXANDRIA","LA",71303,10715822,31.323660199999999,-92.455967700000002,null,"Unknown","Not Applicable","Don't Know",null,null,null,"Unknown","Not Applicable",null,null,"Lead Status Unknown"]
[{"$f":"IF(AND(ISBLANK(INDEX($G:$G,)), ISBLANK(INDEX($C:$C,))), \"\", 'PWS Records (System Entry)'!$D$4)","v":"LA1079001"},{"$f":"IF(AND(ISBLANK(INDEX($G:$G,)), ISBLANK(INDEX($C:$C,))), \"\", 'PWS Records (System Entry)'!$D$3)","v":"City of Alexandria Water System"},"2807 3RD ST","ALEXANDRIA","LA",71303,10715823,31.299555699999999,-92.429609099999993,null,"Unknown","Not Applicable","Don't Know",null,null,null,"Unknown","Not Applicable",null,null,"Lead Status Unknown"]
[{"$f":"IF(AND(ISBLANK(INDEX($G:$G,)), ISBLANK(INDEX($C:$C,))), \"\", 'PWS Records (System Entry)'!$D$4)","v":"LA1079001"},{"$f":"IF(AND(ISBLANK(INDEX($G:$G,)), ISBLANK(INDEX($C:$C,))), \"\", 'PWS Records (System Entry)'!$D$3)","v":"City of Alexandria Water System"},"1100 YOIST ST","ALEXANDRIA","LA",71303,10715825,31.319258099999999,-92.4639363,null,"Unknown","Not Applicable","Don't Know",null,null,null,"Unknown","Not Applicable",null,null,"Lead Status Unknown"]
[{"$f":"IF(AND(ISBLANK(INDEX($G:$G,)), ISBLANK(INDEX($C:$C,))), \"\", 'PWS Records (System Entry)'!$D$4)","v":"LA1079001"},{"$f":"IF(AND(ISBLANK(INDEX($G:$G,)), ISBLANK(INDEX($C:$C,))), \"\", 'PWS Records (System Entry)'!$D$3)","v":"City of Alexandria Water System"},"132 GEORGETOWN DR","ALEXANDRIA","LA",71303,10715824,31.301593,-92.484841900000006,null,"Non-Lead - Plastic","Installation Record (for example, tap card)","Don't Know",null,null,null,"Unknown","Not Applicable",null,null,"Lead Status Unknown"]
[{"$f":"IF(AND(ISBLANK(INDEX($G:$G,)), ISBLANK(INDEX($C:$C,))), \"\", 'PWS Records (System Entry)'!$D$4)","v":"LA1079001"},{"$f":"IF(AND(ISBLANK(INDEX($G:$G,)), ISBLANK(INDEX($C:$C,))), \"\", 'PWS Records (System Entry)'!$D$3)","v":"City of Alexandria Water System"},"2807 DENNIS ST UNIT A","ALEXANDRIA","LA",71303,10715826,31.2879985,-92.452910399999993,null,"Unknown","Not Applicable","Don't Know",null,null,null,"Unknown","Not Applicable",null,null,"Lead Status Unknown"]
[{"$f":"IF(AND(ISBLANK(INDEX($G:$G,)), ISBLANK(INDEX($C:$C,))), \"\", 'PWS Records (System Entry)'!$D$4)","v":"LA1079001"},{"$f":"IF(AND(ISBLANK(INDEX($G:$G,)), ISBLANK(INDEX($C:$C,))), \"\", 'PWS Records (System Entry)'!$D$3)","v":"City of Alexandria Water System"},"132 KATHYRN ST","ALEXANDRIA","LA",71303,10715827,31.311485999999999,-92.465705999999997,null,"Unknown","Not Applicable","Don't Know",null,null,null,"Unknown","Not Applicable",null,null,"Lead Status Unknown"]
[{"$f":"IF(AND(ISBLANK(INDEX($G:$G,)), ISBLANK(INDEX($C:$C,))), \"\", 'PWS Records (System Entry)'!$D$4)","v":"LA1079001"},{"$f":"IF(AND(ISBLANK(INDEX($G:$G,)), ISBLANK(INDEX($C:$C,))), \"\", 'PWS Records (System Entry)'!$D$3)","v":"City of Alexandria Water System"},"1101 16TH ST UNIT #","ALEXANDRIA","LA",71301,10715828,31.304137699999998,-92.452230799999995,null,"Unknown","Not Applicable","Don't Know",null,null,null,"Unknown","Not Applicable",null,null,"Lead Status Unknown"]
[{"$f":"IF(AND(ISBLANK(INDEX($G:$G,)), ISBLANK(INDEX($C:$C,))), \"\", 'PWS Records (System Entry)'!$D$4)","v":"LA1079001"},{"$f":"IF(AND(ISBLANK(INDEX($G:$G,)), ISBLANK(INDEX($C:$C,))), \"\", 'PWS Records (System Entry)'!$D$3)","v":"City of Alexandria Water System"},"2807 DENNIS ST UNIT B","ALEXANDRIA","LA",71303,10715829,31.2879985,-92.452910399999993,null,"Unknown","Not Applicable","Don't Know",null,null,null,"Unknown","Not Applicable",null,null,"Lead Status Unknown"]
[{"$f":"IF(AND(ISBLANK(INDEX($G:$G,)), ISBLANK(INDEX($C:$C,))), \"\", 'PWS Records (System Entry)'!$D$4)","v":"LA1079001"},{"$f":"IF(AND(ISBLANK(INDEX($G:$G,)), ISBLANK(INDEX($C:$C,))), \"\", 'PWS Records (System Entry)'!$D$3)","v":"City of Alexandria Water System"},"132 PECAN BYU","ALEXANDRIA","LA",71303,10715831,31.327126,-92.517847000000003,null,"Non-Lead - Other","Installation Record (for example, tap card)","Don't Know",null,null,null,"Non-Lead - Other","Installation Record (for example, tap card)",null,null,"Non-Lead"]
[{"$f":"IF(AND(ISBLANK(INDEX($G:$G,)), ISBLANK(INDEX($C:$C,))), \"\", 'PWS Records (System Entry)'!$D$4)","v":"LA1079001"},{"$f":"IF(AND(ISBLANK(INDEX($G:$G,)), ISBLANK(INDEX($C:$C,))), \"\", 'PWS Records (System Entry)'!$D$3)","v":"City of Alexandria Water System"},"132 PECAN BYU","ALEXANDRIA","LA",71303,10715833,31.327126,-92.517847000000003,null,"Non-Lead - Other","Installation Record (for example, tap card)","Don't Know",null,null,null,"Non-Lead - Other","Installation Record (for example, tap card)",null,null,"Non-Lead"]
[{"$f":"IF(AND(ISBLANK(INDEX($G:$G,)), ISBLANK(INDEX($C:$C,))), \"\", 'PWS Records (System Entry)'!$D$4)","v":"LA1079001"},{"$f":"IF(AND(ISBLANK(INDEX($G:$G,)), ISBLANK(INDEX($C:$C,))), \"\", 'PWS Records (System Entry)'!$D$3)","v":"City of Alexandria Water System"},"1101 BOLTON AVE","ALEXANDRIA","LA",71303,10715830,31.303116500000002,-92.452417400000002,null,"Unknown","Not Applicable","Don't Know",null,null,null,"Unknown","Not Applicable",null,null,"Lead Status Unknown"]
[{"$f":"IF(AND(ISBLANK(INDEX($G:$G,)), ISBLANK(INDEX($C:$C,))), \"\", 'PWS Records (System Entry)'!$D$4)","v":"LA1079001"},{"$f":"IF(AND(ISBLANK(INDEX($G:$G,)), ISBLANK(INDEX($C:$C,))), \"\", 'PWS Records (System Entry)'!$D$3)","v":"City of Alexandria Water System"},"2807 HARRIS ST","ALEXANDRIA","LA",71303,10715832,31.2872977,-92.449164499999995,null,"Non-Lead - Other","Installation Date after Lead Ban","Don't Know",null,null,null,"Non-Lead - Other","Installation Date after Lead Ban",null,null,"Non-Lead"]
[{"$f":"IF(AND(ISBLANK(INDEX($G:$G,)), ISBLANK(INDEX($C:$C,))), \"\", 'PWS Records (System Entry)'!$D$4)","v":"LA1079001"},{"$f":"IF(AND(ISBLANK(INDEX($G:$G,)), ISBLANK(INDEX($C:$C,))), \"\", 'PWS Records (System Entry)'!$D$3)","v":"City of Alexandria Water System"},"1101 OLA ST","ALEXANDRIA","LA",71303,10715834,31.269042500000001,-92.488669400000006,null,"Unknown","Not Applicable","Don't Know",null,null,null,"Unknown","Not Applicable",null,null,"Lead Status Unknown"]
[{"$f":"IF(AND(ISBLANK(INDEX($G:$G,)), ISBLANK(INDEX($C:$C,))), \"\", 'PWS Records (System Entry)'!$D$4)","v":"LA1079001"},{"$f":"IF(AND(ISBLANK(INDEX($G:$G,)), ISBLANK(INDEX($C:$C,))), \"\", 'PWS Records (System Entry)'!$D$3)","v":"City of Alexandria Water System"},"2807 HILL ST","ALEXANDRIA","LA",71303,10715835,31.2922558,-92.465740999999994,null,"Unknown","Not Applicable","Don't Know",null,null,null,"Unknown","Not Applicable",null,null,"Lead Status Unknown"]
[{"$f":"IF(AND(ISBLANK(INDEX($G:$G,)), ISBLANK(INDEX($C:$C,))), \"\", 'PWS Records (System Entry)'!$D$4)","v":"LA1079001"},{"$f":"IF(AND(ISBLANK(INDEX($G:$G,)), ISBLANK(INDEX($C:$C,))), \"\", 'PWS Records (System Entry)'!$D$3)","v":"City of Alexandria Water System"},"132 ST ANDREWS DR","ALEXANDRIA","LA",71303,10715836,31.298942,-92.544347000000002,null,"Non-Lead - Other","Installation Record (for example, tap card)","Don't Know",null,null,null,"Non-Lead - Other","Installation Record (for example, tap card)",null,null,"Non-Lead"]
[{"$f":"IF(AND(ISBLANK(INDEX($G:$G,)), ISBLANK(INDEX($C:$C,))), \"\", 'PWS Records (System Entry)'!$D$4)","v":"LA1079001"},{"$f":"IF(AND(ISBLANK(INDEX($G:$G,)), ISBLANK(INDEX($C:$C,))), \"\", 'PWS Records (System Entry)'!$D$3)","v":"City of Alexandria Water System"},"1101 PAPIN ST","ALEXANDRIA","LA",71303,10715837,31.290416199999999,-92.430205900000004,null,"Unknown","Not Applicable","Don't Know",null,null,null,"Unknown","Not Applicable",null,null,"Lead Status Unknown"]
[{"$f":"IF(AND(ISBLANK(INDEX($G:$G,)), ISBLANK(INDEX($C:$C,))), \"\", 'PWS Records (System Entry)'!$D$4)","v":"LA1079001"},{"$f":"IF(AND(ISBLANK(INDEX($G:$G,)), ISBLANK(INDEX($C:$C,))), \"\", 'PWS Records (System Entry)'!$D$3)","v":"City of Alexandria Water System"},"2807 HOUSTON ST","ALEXANDRIA","LA",71303,10715838,31.287347799999999,-92.446881700000006,null,"Unknown","Not Applicable","Don't Know",null,null,null,"Unknown","Not Applicable",null,null,"Lead Status Unknown"]
[{"$f":"IF(AND(ISBLANK(INDEX($G:$G,)), ISBLANK(INDEX($C:$C,))), \"\", 'PWS Records (System Entry)'!$D$4)","v":"LA1079001"},{"$f":"IF(AND(ISBLANK(INDEX($G:$G,)), ISBLANK(INDEX($C:$C,))), \"\", 'PWS Records (System Entry)'!$D$3)","v":"City of Alexandria Water System"},"1320 AUTUMN ORCHARD LOOP","ALEXANDRIA","LA",71303,10715840,31.344442799999999,-92.509262500000006,null,"Non-Lead - Plastic","Installation Date after Lead Ban","Don't Know",null,null,null,"Non-Lead - Plastic","Installation Date after Lead Ban",null,null,"Non-Lead"]
[{"$f":"IF(AND(ISBLANK(INDEX($G:$G,)), ISBLANK(INDEX($C:$C,))), \"\", 'PWS Records (System Entry)'!$D$4)","v":"LA1079001"},{"$f":"IF(AND(ISBLANK(INDEX($G:$G,)), ISBLANK(INDEX($C:$C,))), \"\", 'PWS Records (System Entry)'!$D$3)","v":"City of Alexandria Water System"},"1101 PARK AVE","ALEXANDRIA","LA",71303,10715839,31.310452000000002,-92.453475499999996,null,"Non-Lead - Other","Installation Date after Lead Ban","Don't Know",null,null,null,"Non-Lead - Other","Installation Date after Lead Ban",null,null,"Non-Lead"]
[{"$f":"IF(AND(ISBLANK(INDEX($G:$G,)), ISBLANK(INDEX($C:$C,))), \"\", 'PWS Records (System Entry)'!$D$4)","v":"LA1079001"},{"$f":"IF(AND(ISBLANK(INDEX($G:$G,)), ISBLANK(INDEX($C:$C,))), \"\", 'PWS Records (System Entry)'!$D$3)","v":"City of Alexandria Water System"},"2807 LEVIN ST","ALEXANDRIA","LA",71303,10715841,31.303476,-92.472415999999996,null,"Unknown","Not Applicable","Don't Know",null,null,null,"Unknown","Not Applicable",null,null,"Lead Status Unknown"]
[{"$f":"IF(AND(ISBLANK(INDEX($G:$G,)), ISBLANK(INDEX($C:$C,))), \"\", 'PWS Records (System Entry)'!$D$4)","v":"LA1079001"},{"$f":"IF(AND(ISBLANK(INDEX($G:$G,)), ISBLANK(INDEX($C:$C,))), \"\", 'PWS Records (System Entry)'!$D$3)","v":"City of Alexandria Water System"},"1101 W POINT DR","ALEXANDRIA","LA",71301,10715842,31.261255999999999,-92.492776000000006,null,"Non-Lead - Other","Installation Record (for example, tap card)","Don't Know",null,null,null,"Non-Lead - Other","Installation Record (for example, tap card)",null,null,"Non-Lead"]
[{"$f":"IF(AND(ISBLANK(INDEX($G:$G,)), ISBLANK(INDEX($C:$C,))), \"\", 'PWS Records (System Entry)'!$D$4)","v":"LA1079001"},{"$f":"IF(AND(ISBLANK(INDEX($G:$G,)), ISBLANK(INDEX($C:$C,))), \"\", 'PWS Records (System Entry)'!$D$3)","v":"City of Alexandria Water System"},"1320 BUSH AVE","ALEXANDRIA","LA",71303,10715843,31.294778099999998,-92.462876100000003,null,"Unknown","Not Applicable","Don't Know",null,null,null,"Unknown","Not Applicable",null,null,"Lead Status Unknown"]
[{"$f":"IF(AND(ISBLANK(INDEX($G:$G,)), ISBLANK(INDEX($C:$C,))), \"\", 'PWS Records (System Entry)'!$D$4)","v":"LA1079001"},{"$f":"IF(AND(ISBLANK(INDEX($G:$G,)), ISBLANK(INDEX($C:$C,))), \"\", 'PWS Records (System Entry)'!$D$3)","v":"City of Alexandria Water System"},"2807 SANDRA ST","ALEXANDRIA","LA",71303,10715844,31.285105600000001,-92.457097000000005,null,"Unknown","Not Applicable","Don't Know",null,null,null,"Unknown","Not Applicable",null,null,"Lead Status Unknown"]
[{"$f":"IF(AND(ISBLANK(INDEX($G:$G,)), ISBLANK(INDEX($C:$C,))), \"\", 'PWS Records (System Entry)'!$D$4)","v":"LA1079001"},{"$f":"IF(AND(ISBLANK(INDEX($G:$G,)), ISBLANK(INDEX($C:$C,))), \"\", 'PWS Records (System Entry)'!$D$3)","v":"City of Alexandria Water System"},"1101 WARSHAUER ST","ALEXANDRIA","LA",71303,10715845,31.292780100000002,-92.445528800000005,null,"Unknown","Not Applicable","Don't Know",null,null,null,"Unknown","Not Applicable",null,null,"Lead Status Unknown"]
[{"$f":"IF(AND(ISBLANK(INDEX($G:$G,)), ISBLANK(INDEX($C:$C,))), \"\", 'PWS Records (System Entry)'!$D$4)","v":"LA1079001"},{"$f":"IF(AND(ISBLANK(INDEX($G:$G,)), ISBLANK(INDEX($C:$C,))), \"\", 'PWS Records (System Entry)'!$D$3)","v":"City of Alexandria Water System"},"2808 DENNIS ST","ALEXANDRIA","LA",71303,10715846,31.2877422,-92.453201500000006,null,"Unknown","Not Applicable","Don't Know",null,null,null,"Unknown","Not Applicable",null,null,"Lead Status Unknown"]
[{"$f":"IF(AND(ISBLANK(INDEX($G:$G,)), ISBLANK(INDEX($C:$C,))), \"\", 'PWS Records (System Entry)'!$D$4)","v":"LA1079001"},{"$f":"IF(AND(ISBLANK(INDEX($G:$G,)), ISBLANK(INDEX($C:$C,))), \"\", 'PWS Records (System Entry)'!$D$3)","v":"City of Alexandria Water System"},"1102 3RD ST","ALEXANDRIA","LA",71303,10715847,31.310717,-92.444002600000005,null,"Unknown","Not Applicable","Don't Know",null,null,null,"Unknown","Not Applicable",null,null,"Lead Status Unknown"]
[{"$f":"IF(AND(ISBLANK(INDEX($G:$G,)), ISBLANK(INDEX($C:$C,))), \"\", 'PWS Records (System Entry)'!$D$4)","v":"LA1079001"},{"$f":"IF(AND(ISBLANK(INDEX($G:$G,)), ISBLANK(INDEX($C:$C,))), \"\", 'PWS Records (System Entry)'!$D$3)","v":"City of Alexandria Water System"},"1102 3RD ST","ALEXANDRIA","LA",71303,10715848,31.310717,-92.444002600000005,null,"Unknown","Not Applicable","Don't Know",null,null,null,"Unknown","Not Applicable",null,null,"Lead Status Unknown"]
[{"$f":"IF(AND(ISBLANK(INDEX($G:$G,)), ISBLANK(INDEX($C:$C,))), \"\", 'PWS Records (System Entry)'!$D$4)","v":"LA1079001"},{"$f":"IF(AND(ISBLANK(INDEX($G:$G,)), ISBLANK(INDEX($C:$C,))), \"\", 'PWS Records (System Entry)'!$D$3)","v":"City of Alexandria Water System"},"2808 HILL ST","ALEXANDRIA","LA",71303,10715849,31.2924045,-92.465476600000002,null,"Unknown","Not Applicable","Don't Know",null,null,null,"Unknown","Not Applicable",null,null,"Lead Status Unknown"]
[{"$f":"IF(AND(ISBLANK(INDEX($G:$G,)), ISBLANK(INDEX($C:$C,))), \"\", 'PWS Records (System Entry)'!$D$4)","v":"LA1079001"},{"$f":"IF(AND(ISBLANK(INDEX($G:$G,)), ISBLANK(INDEX($C:$C,))), \"\", 'PWS Records (System Entry)'!$D$3)","v":"City of Alexandria Water System"},"1320 ELLIOTT ST","ALEXANDRIA","LA",71303,10715850,31.3082365,-92.4540753,null,"Non-Lead - Other","Installation Record (for example, tap card)","Yes",null,null,null,"Non-Lead - Plastic","Installation Record (for example, tap card)",null,null,"Non-Lead"]
[{"$f":"IF(AND(ISBLANK(INDEX($G:$G,)), ISBLANK(INDEX($C:$C,))), \"\", 'PWS Records (System Entry)'!$D$4)","v":"LA1079001"},{"$f":"IF(AND(ISBLANK(INDEX($G:$G,)), ISBLANK(INDEX($C:$C,))), \"\", 'PWS Records (System Entry)'!$D$3)","v":"City of Alexandria Water System"},"1102 BROOKS BLVD","ALEXANDRIA","LA",71303,10715851,31.304081100000001,-92.5146929,null,"Non-Lead - Other","Installation Record (for example, tap card)","Don't Know",null,null,null,"Non-Lead - Other","Installation Record (for example, tap card)",null,null,"Non-Lead"]
[{"$f":"IF(AND(ISBLANK(INDEX($G:$G,)), ISBLANK(INDEX($C:$C,))), \"\", 'PWS Records (System Entry)'!$D$4)","v":"LA1079001"},{"$f":"IF(AND(ISBLANK(INDEX($G:$G,)), ISBLANK(INDEX($C:$C,))), \"\", 'PWS Records (System Entry)'!$D$3)","v":"City of Alexandria Water System"},"2808 JEANETTE ST","ALEXANDRIA","LA",71303,10715852,31.304606,-92.473236,null,"Unknown","Not Applicable","Don't Know",null,null,null,"Unknown","Not Applicable",null,null,"Lead Status Unknown"]
[{"$f":"IF(AND(ISBLANK(INDEX($G:$G,)), ISBLANK(INDEX($C:$C,))), \"\", 'PWS Records (System Entry)'!$D$4)","v":"LA1079001"},{"$f":"IF(AND(ISBLANK(INDEX($G:$G,)), ISBLANK(INDEX($C:$C,))), \"\", 'PWS Records (System Entry)'!$D$3)","v":"City of Alexandria Water System"},"1320 ENTERPRISE RD","ALEXANDRIA","LA",71303,10715853,31.321676799999999,-92.469370499999997,null,"Non-Lead - Other","Installation Date after Lead Ban","Don't Know",null,null,null,"Non-Lead - Other","Installation Date after Lead Ban",null,null,"Non-Lead"]
[{"$f":"IF(AND(ISBLANK(INDEX($G:$G,)), ISBLANK(INDEX($C:$C,))), \"\", 'PWS Records (System Entry)'!$D$4)","v":"LA1079001"},{"$f":"IF(AND(ISBLANK(INDEX($G:$G,)), ISBLANK(INDEX($C:$C,))), \"\", 'PWS Records (System Entry)'!$D$3)","v":"City of Alexandria Water System"},"1102 CHESTER ST","ALEXANDRIA","LA",71303,10715854,31.297657699999998,-92.458551,null,"Unknown","Not Applicable","Don't Know",null,null,null,"Unknown","Not Applicable",null,null,"Lead Status Unknown"]
[{"$f":"IF(AND(ISBLANK(INDEX($G:$G,)), ISBLANK(INDEX($C:$C,))), \"\", 'PWS Records (System Entry)'!$D$4)","v":"LA1079001"},{"$f":"IF(AND(ISBLANK(INDEX($G:$G,)), ISBLANK(INDEX($C:$C,))), \"\", 'PWS Records (System Entry)'!$D$3)","v":"City of Alexandria Water System"},"2808 N CITY PARK BLVD","ALEXANDRIA","LA",71303,10715855,31.2882958,-92.463589099999993,null,"Unknown","Not Applicable","Don't Know",null,null,null,"Unknown","Not Applicable",null,null,"Lead Status Unknown"]
[{"$f":"IF(AND(ISBLANK(INDEX($G:$G,)), ISBLANK(INDEX($C:$C,))), \"\", 'PWS Records (System Entry)'!$D$4)","v":"LA1079001"},{"$f":"IF(AND(ISBLANK(INDEX($G:$G,)), ISBLANK(INDEX($C:$C,))), \"\", 'PWS Records (System Entry)'!$D$3)","v":"City of Alexandria Water System"},"1320 MADISON ST","ALEXANDRIA","LA",71303,10715856,31.309753499999999,-92.455976100000001,null,"Non-Lead - Other","Installation Date after Lead Ban","Don't Know",null,null,null,"Non-Lead - Other","Installation Date after Lead Ban",null,null,"Non-Lead"]
[{"$f":"IF(AND(ISBLANK(INDEX($G:$G,)), ISBLANK(INDEX($C:$C,))), \"\", 'PWS Records (System Entry)'!$D$4)","v":"LA1079001"},{"$f":"IF(AND(ISBLANK(INDEX($G:$G,)), ISBLANK(INDEX($C:$C,))), \"\", 'PWS Records (System Entry)'!$D$3)","v":"City of Alexandria Water System"},"1102 HEYMAN LN","ALEXANDRIA","LA",71303,10715857,31.289101500000001,-92.483250499999997,null,"Non-Lead - Other","Installation Record (for example, tap card)","Don't Know",null,null,null,"Non-Lead - Other","Installation Record (for example, tap card)",null,null,"Non-Lead"]
[{"$f":"IF(AND(ISBLANK(INDEX($G:$G,)), ISBLANK(INDEX($C:$C,))), \"\", 'PWS Records (System Entry)'!$D$4)","v":"LA1079001"},{"$f":"IF(AND(ISBLANK(INDEX($G:$G,)), ISBLANK(INDEX($C:$C,))), \"\", 'PWS Records (System Entry)'!$D$3)","v":"City of Alexandria Water System"},"2808 SANDRA ST","ALEXANDRIA","LA",71303,10715858,31.285325100000001,-92.457187099999999,null,"Non-Lead - Other","Installation Record (for example, tap card)","Don't Know",null,null,null,"Non-Lead - Other","Installation Record (for example, tap card)",null,null,"Non-Lead"]
[{"$f":"IF(AND(ISBLANK(INDEX($G:$G,)), ISBLANK(INDEX($C:$C,))), \"\", 'PWS Records (System Entry)'!$D$4)","v":"LA1079001"},{"$f":"IF(AND(ISBLANK(INDEX($G:$G,)), ISBLANK(INDEX($C:$C,))), \"\", 'PWS Records (System Entry)'!$D$3)","v":"City of Alexandria Water System"},"1320 MCNUTT DR","ALEXANDRIA","LA",71303,10715859,31.272344400000001,-92.482240899999994,null,"Unknown","Not Applicable","Don't Know",null,null,null,"Unknown","Not Applicable",null,null,"Lead Status Unknown"]
[{"$f":"IF(AND(ISBLANK(INDEX($G:$G,)), ISBLANK(INDEX($C:$C,))), \"\", 'PWS Records (System Entry)'!$D$4)","v":"LA1079001"},{"$f":"IF(AND(ISBLANK(INDEX($G:$G,)), ISBLANK(INDEX($C:$C,))), \"\", 'PWS Records (System Entry)'!$D$3)","v":"City of Alexandria Water System"},"1102 MACARTHUR DR","ALEXANDRIA","LA",71303,10715860,31.2906388,-92.477011599999997,null,"Unknown","Not Applicable","Don't Know",null,null,null,"Unknown","Not Applicable",null,null,"Lead Status Unknown"]
[{"$f":"IF(AND(ISBLANK(INDEX($G:$G,)), ISBLANK(INDEX($C:$C,))), \"\", 'PWS Records (System Entry)'!$D$4)","v":"LA1079001"},{"$f":"IF(AND(ISBLANK(INDEX($G:$G,)), ISBLANK(INDEX($C:$C,))), \"\", 'PWS Records (System Entry)'!$D$3)","v":"City of Alexandria Water System"},"2808 SUMMERWOOD LN","ALEXANDRIA","LA",71303,10715861,31.316252299999999,-92.478795599999998,null,"Non-Lead - Plastic","Installation Date after Lead Ban","Don't Know",null,null,null,"Non-Lead - Plastic","Installation Date after Lead Ban",null,null,"Non-Lead"]
[{"$f":"IF(AND(ISBLANK(INDEX($G:$G,)), ISBLANK(INDEX($C:$C,))), \"\", 'PWS Records (System Entry)'!$D$4)","v":"LA1079001"},{"$f":"IF(AND(ISBLANK(INDEX($G:$G,)), ISBLANK(INDEX($C:$C,))), \"\", 'PWS Records (System Entry)'!$D$3)","v":"City of Alexandria Water System"},"1320 MONROE ST","ALEXANDRIA","LA",71301,10715863,31.3104537,-92.456917500000003,null,"Unknown","Not Applicable","Don't Know",null,null,null,"Unknown","Not Applicable",null,null,"Lead Status Unknown"]
[{"$f":"IF(AND(ISBLANK(INDEX($G:$G,)), ISBLANK(INDEX($C:$C,))), \"\", 'PWS Records (System Entry)'!$D$4)","v":"LA1079001"},{"$f":"IF(AND(ISBLANK(INDEX($G:$G,)), ISBLANK(INDEX($C:$C,))), \"\", 'PWS Records (System Entry)'!$D$3)","v":"City of Alexandria Water System"},"1102 PAPIN ST","ALEXANDRIA","LA",71303,10715862,31.2905634,-92.430137900000005,null,"Unknown","Not Applicable","Don't Know",null,null,null,"Unknown","Not Applicable",null,null,"Lead Status Unknown"]
[{"$f":"IF(AND(ISBLANK(INDEX($G:$G,)), ISBLANK(INDEX($C:$C,))), \"\", 'PWS Records (System Entry)'!$D$4)","v":"LA1079001"},{"$f":"IF(AND(ISBLANK(INDEX($G:$G,)), ISBLANK(INDEX($C:$C,))), \"\", 'PWS Records (System Entry)'!$D$3)","v":"City of Alexandria Water System"},"2809 DARBY ST","ALEXANDRIA","LA",71303,10715864,31.298824199999999,-92.471178600000002,null,"Unknown","Not Applicable","Don't Know",null,null,null,"Unknown","Not Applicable",null,null,"Lead Status Unknown"]
[{"$f":"IF(AND(ISBLANK(INDEX($G:$G,)), ISBLANK(INDEX($C:$C,))), \"\", 'PWS Records (System Entry)'!$D$4)","v":"LA1079001"},{"$f":"IF(AND(ISBLANK(INDEX($G:$G,)), ISBLANK(INDEX($C:$C,))), \"\", 'PWS Records (System Entry)'!$D$3)","v":"City of Alexandria Water System"},"1102 ROYCE DR BLDG 3616","ALEXANDRIA","LA",71303,10715865,31.317037500000001,-92.523263099999994,null,"Unknown","Not Applicable","Don't Know",null,null,null,"Unknown","Not Applicable",null,null,"Lead Status Unknown"]
[{"$f":"IF(AND(ISBLANK(INDEX($G:$G,)), ISBLANK(INDEX($C:$C,))), \"\", 'PWS Records (System Entry)'!$D$4)","v":"LA1079001"},{"$f":"IF(AND(ISBLANK(INDEX($G:$G,)), ISBLANK(INDEX($C:$C,))), \"\", 'PWS Records (System Entry)'!$D$3)","v":"City of Alexandria Water System"},"1320 PARK AVE","ALEXANDRIA","LA",71303,10715866,31.309023400000001,-92.455037300000001,null,"Unknown","Not Applicable","Don't Know",null,null,null,"Unknown","Not Applicable",null,null,"Lead Status Unknown"]
[{"$f":"IF(AND(ISBLANK(INDEX($G:$G,)), ISBLANK(INDEX($C:$C,))), \"\", 'PWS Records (System Entry)'!$D$4)","v":"LA1079001"},{"$f":"IF(AND(ISBLANK(INDEX($G:$G,)), ISBLANK(INDEX($C:$C,))), \"\", 'PWS Records (System Entry)'!$D$3)","v":"City of Alexandria Water System"},"2809 MADONNA DR","ALEXANDRIA","LA",71303,10715867,31.296059199999998,-92.470202499999999,null,"Unknown","Not Applicable","Don't Know",null,null,null,"Unknown","Not Applicable",null,null,"Lead Status Unknown"]
[{"$f":"IF(AND(ISBLANK(INDEX($G:$G,)), ISBLANK(INDEX($C:$C,))), \"\", 'PWS Records (System Entry)'!$D$4)","v":"LA1079001"},{"$f":"IF(AND(ISBLANK(INDEX($G:$G,)), ISBLANK(INDEX($C:$C,))), \"\", 'PWS Records (System Entry)'!$D$3)","v":"City of Alexandria Water System"},"1102 TEXAS AVE","ALEXANDRIA","LA",71303,10715868,31.291990899999998,-92.474101599999997,null,"Unknown","Not Applicable","Don't Know",null,null,null,"Unknown","Not Applicable",null,null,"Lead Status Unknown"]
[{"$f":"IF(AND(ISBLANK(INDEX($G:$G,)), ISBLANK(INDEX($C:$C,))), \"\", 'PWS Records (System Entry)'!$D$4)","v":"LA1079001"},{"$f":"IF(AND(ISBLANK(INDEX($G:$G,)), ISBLANK(INDEX($C:$C,))), \"\", 'PWS Records (System Entry)'!$D$3)","v":"City of Alexandria Water System"},"1320 PETERMAN DR","ALEXANDRIA","LA",71301,10715870,31.275857500000001,-92.480230800000001,null,"Unknown","Not Applicable","Don't Know",null,null,null,"Unknown","Not Applicable",null,null,"Lead Status Unknown"]
[{"$f":"IF(AND(ISBLANK(INDEX($G:$G,)), ISBLANK(INDEX($C:$C,))), \"\", 'PWS Records (System Entry)'!$D$4)","v":"LA1079001"},{"$f":"IF(AND(ISBLANK(INDEX($G:$G,)), ISBLANK(INDEX($C:$C,))), \"\", 'PWS Records (System Entry)'!$D$3)","v":"City of Alexandria Water System"},"2809 PERSHING ST","ALEXANDRIA","LA",71303,10715869,31.296835999999999,-92.470056,null,"Unknown","Not Applicable","Don't Know",null,null,null,"Unknown","Not Applicable",null,null,"Lead Status Unknown"]
[{"$f":"IF(AND(ISBLANK(INDEX($G:$G,)), ISBLANK(INDEX($C:$C,))), \"\", 'PWS Records (System Entry)'!$D$4)","v":"LA1079001"},{"$f":"IF(AND(ISBLANK(INDEX($G:$G,)), ISBLANK(INDEX($C:$C,))), \"\", 'PWS Records (System Entry)'!$D$3)","v":"City of Alexandria Water System"},"1102 W SHORE DR","ALEXANDRIA","LA",71303,10715871,31.2599178,-92.493607100000006,null,"Non-Lead - Plastic","Installation Date after Lead Ban","Don't Know",null,null,null,"Non-Lead - Plastic","Installation Date after Lead Ban",null,null,"Non-Lead"]
[{"$f":"IF(AND(ISBLANK(INDEX($G:$G,)), ISBLANK(INDEX($C:$C,))), \"\", 'PWS Records (System Entry)'!$D$4)","v":"LA1079001"},{"$f":"IF(AND(ISBLANK(INDEX($G:$G,)), ISBLANK(INDEX($C:$C,))), \"\", 'PWS Records (System Entry)'!$D$3)","v":"City of Alexandria Water System"},"1320 TEXAS AVE","ALEXANDRIA","LA",71303,10715872,31.288065499999998,-92.472015799999994,null,"Unknown","Not Applicable","Don't Know",null,null,null,"Unknown","Not Applicable",null,null,"Lead Status Unknown"]
[{"$f":"IF(AND(ISBLANK(INDEX($G:$G,)), ISBLANK(INDEX($C:$C,))), \"\", 'PWS Records (System Entry)'!$D$4)","v":"LA1079001"},{"$f":"IF(AND(ISBLANK(INDEX($G:$G,)), ISBLANK(INDEX($C:$C,))), \"\", 'PWS Records (System Entry)'!$D$3)","v":"City of Alexandria Water System"},"2809 SUMMERWOOD LN","ALEXANDRIA","LA",71303,10715873,31.316156899999999,-92.478721300000004,null,"Non-Lead - Plastic","Installation Date after Lead Ban","Don't Know",null,null,null,"Non-Lead - Plastic","Installation Date after Lead Ban",null,null,"Non-Lead"]
[{"$f":"IF(AND(ISBLANK(INDEX($G:$G,)), ISBLANK(INDEX($C:$C,))), \"\", 'PWS Records (System Entry)'!$D$4)","v":"LA1079001"},{"$f":"IF(AND(ISBLANK(INDEX($G:$G,)), ISBLANK(INDEX($C:$C,))), \"\", 'PWS Records (System Entry)'!$D$3)","v":"City of Alexandria Water System"},"1102 WILLOW GLEN RIVER RD","ALEXANDRIA","LA",71303,10715874,31.2875157,-92.425535800000006,null,"Unknown","Not Applicable","Don't Know",null,null,null,"Unknown","Not Applicable",null,null,{"$f":"IF(AND(INDEX($K:$K,)=\"\", INDEX($L:$L,)=\"\", INDEX($M:$M,)=\"\", INDEX($Q:$Q,)=\"\", INDEX($R:$R,)=\"\"), \"\", IF(OR(INDEX($K:$K,)=\"Lead\",INDEX($Q:$Q,)=\"Lead\"),\"Lead\",IF(OR(AND(OR(INDEX($M:$M,)=\"Yes\", INDEX($M:$M,)=\"Don't Know\", INDEX($M:$M,)=\"\"), INDEX($Q:$Q,)=\"Galvanized Iron/Steel\"), AND(INDEX($K:$K,)=\"Unknown\", INDEX($M:$M,)=\"No\", INDEX($Q:$Q,)=\"Galvanized Iron/Steel\")), \"Galvanized Requiring Replacement\", IF(OR(AND(OR(INDEX($K:$K,)=\"Galvanized Iron/Steel\", INDEX($K:$K,)=\"Non-Lead - Copper\", INDEX($K:$K,)=\"Non-Lead - Plastic\", INDEX($K:$K,)=\"Non-Lead - Other\", INDEX($K:$K,)=\"Non-Lead - Material Unknown\", INDEX($K:$K,)=\"No System Owned Portion\"), OR(INDEX($Q:$Q,)=\"Galvanized Iron/Steel\", INDEX($Q:$Q,)=\"Non-Lead - Copper\", INDEX($Q:$Q,)=\"Non-Lead - Plastic\", INDEX($Q:$Q,)=\"Non-Lead - Other\", INDEX($Q:$Q,)=\"Non-Lead - Predictive Model\", INDEX($Q:$Q,)=\"No Customer Owned Portion\")), AND(OR( INDEX($K:$K,)=\"Galvanized Iron/Steel\", INDEX($K:$K,)=\"Non-Lead - Copper\", INDEX($K:$K,)=\"Non-Lead - Plastic\", INDEX($K:$K,)=\"Non-Lead - Other\", INDEX($K:$K,)=\"Non-Lead - Material Unknown\", INDEX($K:$K,)=\"No System Owned Portion\"), INDEX($M:$M,)=\"No\", INDEX($Q:$Q,)=\"Non-Lead - Material Unknown\")), \"Non-Lead\", \"Lead Status Unknown\"))))","v":"Lead Status Unknown"}]
[{"$f":"IF(AND(ISBLANK(INDEX($G:$G,)), ISBLANK(INDEX($C:$C,))), \"\", 'PWS Records (System Entry)'!$D$4)","v":"LA1079001"},{"$f":"IF(AND(ISBLANK(INDEX($G:$G,)), ISBLANK(INDEX($C:$C,))), \"\", 'PWS Records (System Entry)'!$D$3)","v":"City of Alexandria Water System"},"1320 WASHINGTON ST","ALEXANDRIA","LA",71303,10715875,31.304372900000001,-92.450248400000007,null,"Unknown","Not Applicable","Don't Know",null,null,null,"Unknown","Not Applicable",null,null,"Lead Status Unknown"]
[{"$f":"IF(AND(ISBLANK(INDEX($G:$G,)), ISBLANK(INDEX($C:$C,))), \"\", 'PWS Records (System Entry)'!$D$4)","v":"LA1079001"},{"$f":"IF(AND(ISBLANK(INDEX($G:$G,)), ISBLANK(INDEX($C:$C,))), \"\", 'PWS Records (System Entry)'!$D$3)","v":"City of Alexandria Water System"},"2809 WISE ST","ALEXANDRIA","LA",71303,10715877,31.286990800000002,-92.448056300000005,null,"Unknown","Not Applicable","Don't Know",null,null,null,"Unknown","Not Applicable",null,null,"Lead Status Unknown"]
[{"$f":"IF(AND(ISBLANK(INDEX($G:$G,)), ISBLANK(INDEX($C:$C,))), \"\", 'PWS Records (System Entry)'!$D$4)","v":"LA1079001"},{"$f":"IF(AND(ISBLANK(INDEX($G:$G,)), ISBLANK(INDEX($C:$C,))), \"\", 'PWS Records (System Entry)'!$D$3)","v":"City of Alexandria Water System"},"1102 YOIST ST","ALEXANDRIA","LA",71303,10715876,31.319258099999999,-92.4639363,null,"Unknown","Not Applicable","Don't Know",null,null,null,"Unknown","Not Applicable",null,null,"Lead Status Unknown"]
[{"$f":"IF(AND(ISBLANK(INDEX($G:$G,)), ISBLANK(INDEX($C:$C,))), \"\", 'PWS Records (System Entry)'!$D$4)","v":"LA1079001"},{"$f":"IF(AND(ISBLANK(INDEX($G:$G,)), ISBLANK(INDEX($C:$C,))), \"\", 'PWS Records (System Entry)'!$D$3)","v":"City of Alexandria Water System"},"1321 AUTUMN ORCHARD LOOP","ALEXANDRIA","LA",71303,10715878,31.344611799999999,-92.509240399999996,null,"Non-Lead - Plastic","Installation Date after Lead Ban","Don't Know",null,null,null,"Non-Lead - Plastic","Installation Date after Lead Ban",null,null,"Non-Lead"]
[{"$f":"IF(AND(ISBLANK(INDEX($G:$G,)), ISBLANK(INDEX($C:$C,))), \"\", 'PWS Records (System Entry)'!$D$4)","v":"LA1079001"},{"$f":"IF(AND(ISBLANK(INDEX($G:$G,)), ISBLANK(INDEX($C:$C,))), \"\", 'PWS Records (System Entry)'!$D$3)","v":"City of Alexandria Water System"},"1103 AUGUSTA AVE","ALEXANDRIA","LA",71303,10715879,31.288281999999999,-92.426828999999998,null,"Unknown","Not Applicable","Don't Know",null,null,null,"Unknown","Not Applicable",null,null,"Lead Status Unknown"]
[{"$f":"IF(AND(ISBLANK(INDEX($G:$G,)), ISBLANK(INDEX($C:$C,))), \"\", 'PWS Records (System Entry)'!$D$4)","v":"LA1079001"},{"$f":"IF(AND(ISBLANK(INDEX($G:$G,)), ISBLANK(INDEX($C:$C,))), \"\", 'PWS Records (System Entry)'!$D$3)","v":"City of Alexandria Water System"},"2809 WOODLAWN DR","ALEXANDRIA","LA",71303,10715880,31.318121600000001,-92.482076699999993,null,"Unknown","Not Applicable","Don't Know",null,null,null,"Unknown","Not Applicable",null,null,"Lead Status Unknown"]
[{"$f":"IF(AND(ISBLANK(INDEX($G:$G,)), ISBLANK(INDEX($C:$C,))), \"\", 'PWS Records (System Entry)'!$D$4)","v":"LA1079001"},{"$f":"IF(AND(ISBLANK(INDEX($G:$G,)), ISBLANK(INDEX($C:$C,))), \"\", 'PWS Records (System Entry)'!$D$3)","v":"City of Alexandria Water System"},"1321 MONROE ST","ALEXANDRIA","LA",71303,10715881,31.310453800000001,-92.456836899999999,null,"Unknown","Not Applicable","Don't Know",null,null,null,"Unknown","Not Applicable",null,null,"Lead Status Unknown"]
[{"$f":"IF(AND(ISBLANK(INDEX($G:$G,)), ISBLANK(INDEX($C:$C,))), \"\", 'PWS Records (System Entry)'!$D$4)","v":"LA1079001"},{"$f":"IF(AND(ISBLANK(INDEX($G:$G,)), ISBLANK(INDEX($C:$C,))), \"\", 'PWS Records (System Entry)'!$D$3)","v":"City of Alexandria Water System"},"1103 BROOKS BLVD","ALEXANDRIA","LA",71303,10715882,31.304085499999999,-92.514752400000006,null,"Non-Lead - Other","Installation Record (for example, tap card)","Don't Know",null,null,null,"Non-Lead - Other","Installation Record (for example, tap card)",null,null,"Non-Lead"]
[{"$f":"IF(AND(ISBLANK(INDEX($G:$G,)), ISBLANK(INDEX($C:$C,))), \"\", 'PWS Records (System Entry)'!$D$4)","v":"LA1079001"},{"$f":"IF(AND(ISBLANK(INDEX($G:$G,)), ISBLANK(INDEX($C:$C,))), \"\", 'PWS Records (System Entry)'!$D$3)","v":"City of Alexandria Water System"},"281 LINKS DR","ALEXANDRIA","LA",71303,10715883,31.306443999999999,-92.541353999999998,null,"Non-Lead - Other","Installation Record (for example, tap card)","Don't Know",null,null,null,"Non-Lead - Other","Installation Record (for example, tap card)",null,null,"Non-Lead"]
[{"$f":"IF(AND(ISBLANK(INDEX($G:$G,)), ISBLANK(INDEX($C:$C,))), \"\", 'PWS Records (System Entry)'!$D$4)","v":"LA1079001"},{"$f":"IF(AND(ISBLANK(INDEX($G:$G,)), ISBLANK(INDEX($C:$C,))), \"\", 'PWS Records (System Entry)'!$D$3)","v":"City of Alexandria Water System"},"1321 PARK AVE","ALEXANDRIA","LA",71303,10715884,31.3089701,-92.455014199999994,null,"Unknown","Not Applicable","Don't Know",null,null,null,"Unknown","Not Applicable",null,null,"Lead Status Unknown"]
[{"$f":"IF(AND(ISBLANK(INDEX($G:$G,)), ISBLANK(INDEX($C:$C,))), \"\", 'PWS Records (System Entry)'!$D$4)","v":"LA1079001"},{"$f":"IF(AND(ISBLANK(INDEX($G:$G,)), ISBLANK(INDEX($C:$C,))), \"\", 'PWS Records (System Entry)'!$D$3)","v":"City of Alexandria Water System"},"1103 CANTERBURY DR","ALEXANDRIA","LA",71303,10715885,31.290044000000002,-92.4804934,null,"Unknown","Not Applicable","Don't Know",null,null,null,"Unknown","Not Applicable",null,null,"Lead Status Unknown"]
[{"$f":"IF(AND(ISBLANK(INDEX($G:$G,)), ISBLANK(INDEX($C:$C,))), \"\", 'PWS Records (System Entry)'!$D$4)","v":"LA1079001"},{"$f":"IF(AND(ISBLANK(INDEX($G:$G,)), ISBLANK(INDEX($C:$C,))), \"\", 'PWS Records (System Entry)'!$D$3)","v":"City of Alexandria Water System"},"281 ST ANDREWS DR","ALEXANDRIA","LA",71303,10715886,31.297302999999999,-92.537858,null,"Non-Lead - Other","Installation Record (for example, tap card)","Don't Know",null,null,null,"Non-Lead - Other","Installation Record (for example, tap card)",null,null,"Non-Lead"]
[{"$f":"IF(AND(ISBLANK(INDEX($G:$G,)), ISBLANK(INDEX($C:$C,))), \"\", 'PWS Records (System Entry)'!$D$4)","v":"LA1079001"},{"$f":"IF(AND(ISBLANK(INDEX($G:$G,)), ISBLANK(INDEX($C:$C,))), \"\", 'PWS Records (System Entry)'!$D$3)","v":"City of Alexandria Water System"},"1321 RAND ST","ALEXANDRIA","LA",71303,10715887,31.286844200000001,-92.473219099999994,null,"Non-Lead - Other","Installation Date after Lead Ban","Don't Know",null,null,null,"Non-Lead - Other","Installation Date after Lead Ban",null,null,"Non-Lead"]
[{"$f":"IF(AND(ISBLANK(INDEX($G:$G,)), ISBLANK(INDEX($C:$C,))), \"\", 'PWS Records (System Entry)'!$D$4)","v":"LA1079001"},{"$f":"IF(AND(ISBLANK(INDEX($G:$G,)), ISBLANK(INDEX($C:$C,))), \"\", 'PWS Records (System Entry)'!$D$3)","v":"City of Alexandria Water System"},"1103 DAOUST DR BLDG 4520","ALEXANDRIA","LA",71303,10715888,31.325292999999999,-92.525147200000006,null,"Unknown","Not Applicable","Don't Know",null,null,null,"Unknown","Not Applicable",null,null,"Lead Status Unknown"]
[{"$f":"IF(AND(ISBLANK(INDEX($G:$G,)), ISBLANK(INDEX($C:$C,))), \"\", 'PWS Records (System Entry)'!$D$4)","v":"LA1079001"},{"$f":"IF(AND(ISBLANK(INDEX($G:$G,)), ISBLANK(INDEX($C:$C,))), \"\", 'PWS Records (System Entry)'!$D$3)","v":"City of Alexandria Water System"},"2810 DARBY ST","ALEXANDRIA","LA",71303,10715889,31.298850099999999,-92.471292899999995,null,"Unknown","Not Applicable","Don't Know",null,null,null,"Unknown","Not Applicable",null,null,"Lead Status Unknown"]
[{"$f":"IF(AND(ISBLANK(INDEX($G:$G,)), ISBLANK(INDEX($C:$C,))), \"\", 'PWS Records (System Entry)'!$D$4)","v":"LA1079001"},{"$f":"IF(AND(ISBLANK(INDEX($G:$G,)), ISBLANK(INDEX($C:$C,))), \"\", 'PWS Records (System Entry)'!$D$3)","v":"City of Alexandria Water System"},"1321 SECOND ST","ALEXANDRIA","LA",71303,10715891,31.310064700000002,-92.441907400000005,null,"Unknown","Not Applicable","Don't Know",null,null,null,"Unknown","Not Applicable",null,null,"Lead Status Unknown"]
[{"$f":"IF(AND(ISBLANK(INDEX($G:$G,)), ISBLANK(INDEX($C:$C,))), \"\", 'PWS Records (System Entry)'!$D$4)","v":"LA1079001"},{"$f":"IF(AND(ISBLANK(INDEX($G:$G,)), ISBLANK(INDEX($C:$C,))), \"\", 'PWS Records (System Entry)'!$D$3)","v":"City of Alexandria Water System"},"1321 SECOND ST","ALEXANDRIA","LA",71303,10715893,31.310064700000002,-92.441907400000005,null,"Unknown","Not Applicable","Don't Know",null,null,null,"Unknown","Not Applicable",null,null,"Lead Status Unknown"]
[{"$f":"IF(AND(ISBLANK(INDEX($G:$G,)), ISBLANK(INDEX($C:$C,))), \"\", 'PWS Records (System Entry)'!$D$4)","v":"LA1079001"},{"$f":"IF(AND(ISBLANK(INDEX($G:$G,)), ISBLANK(INDEX($C:$C,))), \"\", 'PWS Records (System Entry)'!$D$3)","v":"City of Alexandria Water System"},"1321 SECOND ST","ALEXANDRIA","LA",71303,10715895,31.310064700000002,-92.441907400000005,null,"Unknown","Not Applicable","Don't Know",null,null,null,"Unknown","Not Applicable",null,null,"Lead Status Unknown"]
[{"$f":"IF(AND(ISBLANK(INDEX($G:$G,)), ISBLANK(INDEX($C:$C,))), \"\", 'PWS Records (System Entry)'!$D$4)","v":"LA1079001"},{"$f":"IF(AND(ISBLANK(INDEX($G:$G,)), ISBLANK(INDEX($C:$C,))), \"\", 'PWS Records (System Entry)'!$D$3)","v":"City of Alexandria Water System"},"1103 HEYMAN LN","ALEXANDRIA","LA",71303,10715890,31.289151700000001,-92.483214000000004,null,"Unknown","Not Applicable","Don't Know",null,null,null,"Unknown","Not Applicable",null,null,"Lead Status Unknown"]
[{"$f":"IF(AND(ISBLANK(INDEX($G:$G,)), ISBLANK(INDEX($C:$C,))), \"\", 'PWS Records (System Entry)'!$D$4)","v":"LA1079001"},{"$f":"IF(AND(ISBLANK(INDEX($G:$G,)), ISBLANK(INDEX($C:$C,))), \"\", 'PWS Records (System Entry)'!$D$3)","v":"City of Alexandria Water System"},"2810 GARY ST","ALEXANDRIA","LA",71303,10715892,31.285061800000001,-92.456153999999998,null,"Unknown","Not Applicable","Don't Know",null,null,null,"Unknown","Not Applicable",null,null,"Lead Status Unknown"]
[{"$f":"IF(AND(ISBLANK(INDEX($G:$G,)), ISBLANK(INDEX($C:$C,))), \"\", 'PWS Records (System Entry)'!$D$4)","v":"LA1079001"},{"$f":"IF(AND(ISBLANK(INDEX($G:$G,)), ISBLANK(INDEX($C:$C,))), \"\", 'PWS Records (System Entry)'!$D$3)","v":"City of Alexandria Water System"},"1103 HEYMAN LN UNIT B","ALEXANDRIA","LA",71303,10715894,31.289151700000001,-92.483214000000004,null,"Unknown","Not Applicable","Don't Know",null,null,null,"Unknown","Not Applicable",null,null,"Lead Status Unknown"]
[{"$f":"IF(AND(ISBLANK(INDEX($G:$G,)), ISBLANK(INDEX($C:$C,))), \"\", 'PWS Records (System Entry)'!$D$4)","v":"LA1079001"},{"$f":"IF(AND(ISBLANK(INDEX($G:$G,)), ISBLANK(INDEX($C:$C,))), \"\", 'PWS Records (System Entry)'!$D$3)","v":"City of Alexandria Water System"},"1103 HUFFMAN ST","ALEXANDRIA","LA",71303,10715896,31.294014499999999,-92.445314100000004,null,"Unknown","Not Applicable","Don't Know",null,null,null,"Unknown","Not Applicable",null,null,"Lead Status Unknown"]
[{"$f":"IF(AND(ISBLANK(INDEX($G:$G,)), ISBLANK(INDEX($C:$C,))), \"\", 'PWS Records (System Entry)'!$D$4)","v":"LA1079001"},{"$f":"IF(AND(ISBLANK(INDEX($G:$G,)), ISBLANK(INDEX($C:$C,))), \"\", 'PWS Records (System Entry)'!$D$3)","v":"City of Alexandria Water System"},"2810 LOUIS ST","ALEXANDRIA","LA",71301,10715897,31.2871962,-92.452241200000003,null,"Unknown","Not Applicable","Don't Know",null,null,null,"Unknown","Not Applicable",null,null,"Lead Status Unknown"]
[{"$f":"IF(AND(ISBLANK(INDEX($G:$G,)), ISBLANK(INDEX($C:$C,))), \"\", 'PWS Records (System Entry)'!$D$4)","v":"LA1079001"},{"$f":"IF(AND(ISBLANK(INDEX($G:$G,)), ISBLANK(INDEX($C:$C,))), \"\", 'PWS Records (System Entry)'!$D$3)","v":"City of Alexandria Water System"},"1103 JIM MEYER DR BLDG 4106-A","ALEXANDRIA","LA",71303,10715898,31.326504400000001,-92.525492099999994,null,"Unknown","Not Applicable","Don't Know",null,null,null,"Unknown","Not Applicable",null,null,"Lead Status Unknown"]
[{"$f":"IF(AND(ISBLANK(INDEX($G:$G,)), ISBLANK(INDEX($C:$C,))), \"\", 'PWS Records (System Entry)'!$D$4)","v":"LA1079001"},{"$f":"IF(AND(ISBLANK(INDEX($G:$G,)), ISBLANK(INDEX($C:$C,))), \"\", 'PWS Records (System Entry)'!$D$3)","v":"City of Alexandria Water System"},"2810 LOUIS ST","ALEXANDRIA","LA",71303,10715899,31.2871962,-92.452241200000003,null,"Unknown","Not Applicable","Don't Know",null,null,null,"Unknown","Not Applicable",null,null,"Lead Status Unknown"]
[{"$f":"IF(AND(ISBLANK(INDEX($G:$G,)), ISBLANK(INDEX($C:$C,))), \"\", 'PWS Records (System Entry)'!$D$4)","v":"LA1079001"},{"$f":"IF(AND(ISBLANK(INDEX($G:$G,)), ISBLANK(INDEX($C:$C,))), \"\", 'PWS Records (System Entry)'!$D$3)","v":"City of Alexandria Water System"},"1321 SHIRLAND AVE","ALEXANDRIA","LA",71303,10715900,31.312658800000001,-92.458907400000001,null,"Unknown","Not Applicable","Don't Know",null,null,null,"Unknown","Not Applicable",null,null,"Lead Status Unknown"]
[{"$f":"IF(AND(ISBLANK(INDEX($G:$G,)), ISBLANK(INDEX($C:$C,))), \"\", 'PWS Records (System Entry)'!$D$4)","v":"LA1079001"},{"$f":"IF(AND(ISBLANK(INDEX($G:$G,)), ISBLANK(INDEX($C:$C,))), \"\", 'PWS Records (System Entry)'!$D$3)","v":"City of Alexandria Water System"},"1103 JIM MEYER DR BLDG 4106-B","ALEXANDRIA","LA",71303,10715901,31.326504400000001,-92.525492099999994,null,"Unknown","Not Applicable","Don't Know",null,null,null,"Unknown","Not Applicable",null,null,"Lead Status Unknown"]
[{"$f":"IF(AND(ISBLANK(INDEX($G:$G,)), ISBLANK(INDEX($C:$C,))), \"\", 'PWS Records (System Entry)'!$D$4)","v":"LA1079001"},{"$f":"IF(AND(ISBLANK(INDEX($G:$G,)), ISBLANK(INDEX($C:$C,))), \"\", 'PWS Records (System Entry)'!$D$3)","v":"City of Alexandria Water System"},"2810 LOUIS ST","ALEXANDRIA","LA",71303,10715902,31.2871962,-92.452241200000003,null,"Unknown","Not Applicable","Don't Know",null,null,null,"Unknown","Not Applicable",null,null,"Lead Status Unknown"]
[{"$f":"IF(AND(ISBLANK(INDEX($G:$G,)), ISBLANK(INDEX($C:$C,))), \"\", 'PWS Records (System Entry)'!$D$4)","v":"LA1079001"},{"$f":"IF(AND(ISBLANK(INDEX($G:$G,)), ISBLANK(INDEX($C:$C,))), \"\", 'PWS Records (System Entry)'!$D$3)","v":"City of Alexandria Water System"},"1322 AUTUMN ORCHARD LOOP","ALEXANDRIA","LA",71303,10715903,31.3445958,-92.509187299999994,null,"Non-Lead - Plastic","Installation Date after Lead Ban","Don't Know",null,null,null,"Non-Lead - Plastic","Installation Date after Lead Ban",null,null,"Non-Lead"]
[{"$f":"IF(AND(ISBLANK(INDEX($G:$G,)), ISBLANK(INDEX($C:$C,))), \"\", 'PWS Records (System Entry)'!$D$4)","v":"LA1079001"},{"$f":"IF(AND(ISBLANK(INDEX($G:$G,)), ISBLANK(INDEX($C:$C,))), \"\", 'PWS Records (System Entry)'!$D$3)","v":"City of Alexandria Water System"},"1103 LANCASTER DR","ALEXANDRIA","LA",71303,10715904,31.290337000000001,-92.4795266,null,"Unknown","Not Applicable","Don't Know",null,null,null,"Unknown","Not Applicable",null,null,"Lead Status Unknown"]
[{"$f":"IF(AND(ISBLANK(INDEX($G:$G,)), ISBLANK(INDEX($C:$C,))), \"\", 'PWS Records (System Entry)'!$D$4)","v":"LA1079001"},{"$f":"IF(AND(ISBLANK(INDEX($G:$G,)), ISBLANK(INDEX($C:$C,))), \"\", 'PWS Records (System Entry)'!$D$3)","v":"City of Alexandria Water System"},"1322 LEVIN ST","ALEXANDRIA","LA",71303,10715905,31.311206500000001,-92.457780799999995,null,"Unknown","Not Applicable","Don't Know",null,null,null,"Unknown","Not Applicable",null,null,"Lead Status Unknown"]
[{"$f":"IF(AND(ISBLANK(INDEX($G:$G,)), ISBLANK(INDEX($C:$C,))), \"\", 'PWS Records (System Entry)'!$D$4)","v":"LA1079001"},{"$f":"IF(AND(ISBLANK(INDEX($G:$G,)), ISBLANK(INDEX($C:$C,))), \"\", 'PWS Records (System Entry)'!$D$3)","v":"City of Alexandria Water System"},"2810 MADONNA DR","ALEXANDRIA","LA",71303,10715906,31.2961904,-92.469934899999998,null,"Unknown","Not Applicable","Don't Know",null,null,null,"Unknown","Not Applicable",null,null,"Lead Status Unknown"]
[{"$f":"IF(AND(ISBLANK(INDEX($G:$G,)), ISBLANK(INDEX($C:$C,))), \"\", 'PWS Records (System Entry)'!$D$4)","v":"LA1079001"},{"$f":"IF(AND(ISBLANK(INDEX($G:$G,)), ISBLANK(INDEX($C:$C,))), \"\", 'PWS Records (System Entry)'!$D$3)","v":"City of Alexandria Water System"},"1103 LONG PINE ST","ALEXANDRIA","LA",71303,10715907,31.2889929,-92.446087500000004,null,"Unknown","Not Applicable","Don't Know",null,null,null,"Unknown","Not Applicable",null,null,"Lead Status Unknown"]
[{"$f":"IF(AND(ISBLANK(INDEX($G:$G,)), ISBLANK(INDEX($C:$C,))), \"\", 'PWS Records (System Entry)'!$D$4)","v":"LA1079001"},{"$f":"IF(AND(ISBLANK(INDEX($G:$G,)), ISBLANK(INDEX($C:$C,))), \"\", 'PWS Records (System Entry)'!$D$3)","v":"City of Alexandria Water System"},"1323 AUTUMN ORCHARD LOOP","ALEXANDRIA","LA",71303,10715908,31.344778999999999,-92.509158200000002,null,"Non-Lead - Plastic","Installation Date after Lead Ban","Don't Know",null,null,null,"Non-Lead - Plastic","Installation Date after Lead Ban",null,null,"Non-Lead"]
[{"$f":"IF(AND(ISBLANK(INDEX($G:$G,)), ISBLANK(INDEX($C:$C,))), \"\", 'PWS Records (System Entry)'!$D$4)","v":"LA1079001"},{"$f":"IF(AND(ISBLANK(INDEX($G:$G,)), ISBLANK(INDEX($C:$C,))), \"\", 'PWS Records (System Entry)'!$D$3)","v":"City of Alexandria Water System"},"2810 MONROE ST UNIT A","ALEXANDRIA","LA",71303,10715909,31.302765000000001,-92.471866000000006,null,"Unknown","Not Applicable","Don't Know",null,null,null,"Unknown","Not Applicable",null,null,"Lead Status Unknown"]
[{"$f":"IF(AND(ISBLANK(INDEX($G:$G,)), ISBLANK(INDEX($C:$C,))), \"\", 'PWS Records (System Entry)'!$D$4)","v":"LA1079001"},{"$f":"IF(AND(ISBLANK(INDEX($G:$G,)), ISBLANK(INDEX($C:$C,))), \"\", 'PWS Records (System Entry)'!$D$3)","v":"City of Alexandria Water System"},"1103 MARTHA LN","ALEXANDRIA","LA",71303,10715910,31.3246176,-92.472981300000001,null,"Non-Lead - Plastic","Installation Record (for example, tap card)","Don't Know",null,null,null,"Unknown","Not Applicable",null,null,"Lead Status Unknown"]
[{"$f":"IF(AND(ISBLANK(INDEX($G:$G,)), ISBLANK(INDEX($C:$C,))), \"\", 'PWS Records (System Entry)'!$D$4)","v":"LA1079001"},{"$f":"IF(AND(ISBLANK(INDEX($G:$G,)), ISBLANK(INDEX($C:$C,))), \"\", 'PWS Records (System Entry)'!$D$3)","v":"City of Alexandria Water System"},"1323 CHARLTON ST","ALEXANDRIA","LA",71303,10715911,31.2859962,-92.472334000000004,null,"Unknown","Not Applicable","Don't Know",null,null,null,"Unknown","Not Applicable",null,null,"Lead Status Unknown"]
[{"$f":"IF(AND(ISBLANK(INDEX($G:$G,)), ISBLANK(INDEX($C:$C,))), \"\", 'PWS Records (System Entry)'!$D$4)","v":"LA1079001"},{"$f":"IF(AND(ISBLANK(INDEX($G:$G,)), ISBLANK(INDEX($C:$C,))), \"\", 'PWS Records (System Entry)'!$D$3)","v":"City of Alexandria Water System"},"1103 PAPIN ST","ALEXANDRIA","LA",71303,10715912,31.2902734,-92.430421800000005,null,"Unknown","Not Applicable","Don't Know",null,null,null,"Unknown","Not Applicable",null,null,"Lead Status Unknown"]
[{"$f":"IF(AND(ISBLANK(INDEX($G:$G,)), ISBLANK(INDEX($C:$C,))), \"\", 'PWS Records (System Entry)'!$D$4)","v":"LA1079001"},{"$f":"IF(AND(ISBLANK(INDEX($G:$G,)), ISBLANK(INDEX($C:$C,))), \"\", 'PWS Records (System Entry)'!$D$3)","v":"City of Alexandria Water System"},"2810 MONROE ST UNIT B","ALEXANDRIA","LA",71303,10715913,31.302765000000001,-92.471866000000006,null,"Unknown","Not Applicable","Don't Know",null,null,null,"Unknown","Not Applicable",null,null,"Lead Status Unknown"]
[{"$f":"IF(AND(ISBLANK(INDEX($G:$G,)), ISBLANK(INDEX($C:$C,))), \"\", 'PWS Records (System Entry)'!$D$4)","v":"LA1079001"},{"$f":"IF(AND(ISBLANK(INDEX($G:$G,)), ISBLANK(INDEX($C:$C,))), \"\", 'PWS Records (System Entry)'!$D$3)","v":"City of Alexandria Water System"},"1323 ELIZABETH ST","ALEXANDRIA","LA",71303,10715914,31.270731399999999,-92.482840899999999,null,"Unknown","Not Applicable","Don't Know",null,null,null,"Unknown","Not Applicable",null,null,"Lead Status Unknown"]
[{"$f":"IF(AND(ISBLANK(INDEX($G:$G,)), ISBLANK(INDEX($C:$C,))), \"\", 'PWS Records (System Entry)'!$D$4)","v":"LA1079001"},{"$f":"IF(AND(ISBLANK(INDEX($G:$G,)), ISBLANK(INDEX($C:$C,))), \"\", 'PWS Records (System Entry)'!$D$3)","v":"City of Alexandria Water System"},"1103 SOUTHAMPTON DR","ALEXANDRIA","LA",71303,10715915,31.289411399999999,-92.482298499999999,null,"Unknown","Not Applicable","Don't Know",null,null,null,"Unknown","Not Applicable",null,null,"Lead Status Unknown"]
[{"$f":"IF(AND(ISBLANK(INDEX($G:$G,)), ISBLANK(INDEX($C:$C,))), \"\", 'PWS Records (System Entry)'!$D$4)","v":"LA1079001"},{"$f":"IF(AND(ISBLANK(INDEX($G:$G,)), ISBLANK(INDEX($C:$C,))), \"\", 'PWS Records (System Entry)'!$D$3)","v":"City of Alexandria Water System"},"2810 PERSHING ST","ALEXANDRIA","LA",71303,10715916,31.297387000000001,-92.469762000000003,null,"Unknown","Not Applicable","Don't Know",null,null,null,"Unknown","Not Applicable",null,null,"Lead Status Unknown"]
[{"$f":"IF(AND(ISBLANK(INDEX($G:$G,)), ISBLANK(INDEX($C:$C,))), \"\", 'PWS Records (System Entry)'!$D$4)","v":"LA1079001"},{"$f":"IF(AND(ISBLANK(INDEX($G:$G,)), ISBLANK(INDEX($C:$C,))), \"\", 'PWS Records (System Entry)'!$D$3)","v":"City of Alexandria Water System"},"1323 FOISY ST","ALEXANDRIA","LA",71303,10715917,31.307399400000001,-92.444839099999996,null,"Unknown","Not Applicable","Don't Know",null,null,null,"Unknown","Not Applicable",null,null,"Lead Status Unknown"]
[{"$f":"IF(AND(ISBLANK(INDEX($G:$G,)), ISBLANK(INDEX($C:$C,))), \"\", 'PWS Records (System Entry)'!$D$4)","v":"LA1079001"},{"$f":"IF(AND(ISBLANK(INDEX($G:$G,)), ISBLANK(INDEX($C:$C,))), \"\", 'PWS Records (System Entry)'!$D$3)","v":"City of Alexandria Water System"},"1103 WILSHIRE DR","ALEXANDRIA","LA",71303,10715918,31.2906145,-92.478588299999998,null,"Unknown","Not Applicable","Don't Know",null,null,null,"Unknown","Not Applicable",null,null,"Lead Status Unknown"]
[{"$f":"IF(AND(ISBLANK(INDEX($G:$G,)), ISBLANK(INDEX($C:$C,))), \"\", 'PWS Records (System Entry)'!$D$4)","v":"LA1079001"},{"$f":"IF(AND(ISBLANK(INDEX($G:$G,)), ISBLANK(INDEX($C:$C,))), \"\", 'PWS Records (System Entry)'!$D$3)","v":"City of Alexandria Water System"},"1103 WILSHIRE DR","ALEXANDRIA","LA",71303,10715921,31.2906145,-92.478588299999998,null,"Unknown","Not Applicable","Don't Know",null,null,null,"Unknown","Not Applicable",null,null,"Lead Status Unknown"]
[{"$f":"IF(AND(ISBLANK(INDEX($G:$G,)), ISBLANK(INDEX($C:$C,))), \"\", 'PWS Records (System Entry)'!$D$4)","v":"LA1079001"},{"$f":"IF(AND(ISBLANK(INDEX($G:$G,)), ISBLANK(INDEX($C:$C,))), \"\", 'PWS Records (System Entry)'!$D$3)","v":"City of Alexandria Water System"},"2810 S MACARTHUR DR","ALEXANDRIA","LA",71301,10715920,31.267907600000001,-92.458532300000002,null,"Unknown","Not Applicable","Don't Know",null,null,null,"Unknown","Not Applicable",null,null,"Lead Status Unknown"]
[{"$f":"IF(AND(ISBLANK(INDEX($G:$G,)), ISBLANK(INDEX($C:$C,))), \"\", 'PWS Records (System Entry)'!$D$4)","v":"LA1079001"},{"$f":"IF(AND(ISBLANK(INDEX($G:$G,)), ISBLANK(INDEX($C:$C,))), \"\", 'PWS Records (System Entry)'!$D$3)","v":"City of Alexandria Water System"},"2810 S MACARTHUR DR","ALEXANDRIA","LA",71301,10715922,31.267907600000001,-92.458532300000002,null,"Unknown","Not Applicable","Don't Know",null,null,null,"Unknown","Not Applicable",null,null,"Lead Status Unknown"]
[{"$f":"IF(AND(ISBLANK(INDEX($G:$G,)), ISBLANK(INDEX($C:$C,))), \"\", 'PWS Records (System Entry)'!$D$4)","v":"LA1079001"},{"$f":"IF(AND(ISBLANK(INDEX($G:$G,)), ISBLANK(INDEX($C:$C,))), \"\", 'PWS Records (System Entry)'!$D$3)","v":"City of Alexandria Water System"},"1323 LOUISE ST","ALEXANDRIA","LA",71303,10715919,31.311275800000001,-92.481510900000004,null,"Non-Lead - Plastic","Installation Record (for example, tap card)","Don't Know",null,null,null,"Unknown","Not Applicable",null,null,"Lead Status Unknown"]
[{"$f":"IF(AND(ISBLANK(INDEX($G:$G,)), ISBLANK(INDEX($C:$C,))), \"\", 'PWS Records (System Entry)'!$D$4)","v":"LA1079001"},{"$f":"IF(AND(ISBLANK(INDEX($G:$G,)), ISBLANK(INDEX($C:$C,))), \"\", 'PWS Records (System Entry)'!$D$3)","v":"City of Alexandria Water System"},"1323 PETERMAN DR","ALEXANDRIA","LA",71303,10715923,31.275931,-92.480295499999997,null,"Unknown","Not Applicable","Don't Know",null,null,null,"Unknown","Not Applicable",null,null,"Lead Status Unknown"]
[{"$f":"IF(AND(ISBLANK(INDEX($G:$G,)), ISBLANK(INDEX($C:$C,))), \"\", 'PWS Records (System Entry)'!$D$4)","v":"LA1079001"},{"$f":"IF(AND(ISBLANK(INDEX($G:$G,)), ISBLANK(INDEX($C:$C,))), \"\", 'PWS Records (System Entry)'!$D$3)","v":"City of Alexandria Water System"},"1104 CANTERBURY DR","ALEXANDRIA","LA",71303,10715924,31.289990100000001,-92.480532199999999,null,"Unknown","Not Applicable","Don't Know",null,null,null,"Unknown","Not Applicable",null,null,"Lead Status Unknown"]
[{"$f":"IF(AND(ISBLANK(INDEX($G:$G,)), ISBLANK(INDEX($C:$C,))), \"\", 'PWS Records (System Entry)'!$D$4)","v":"LA1079001"},{"$f":"IF(AND(ISBLANK(INDEX($G:$G,)), ISBLANK(INDEX($C:$C,))), \"\", 'PWS Records (System Entry)'!$D$3)","v":"City of Alexandria Water System"},"1323 VANCE AVE","ALEXANDRIA","LA",71303,10715925,31.295480699999999,-92.447957900000006,null,"Unknown","Not Applicable","Don't Know",null,null,null,"Unknown","Not Applicable",null,null,"Lead Status Unknown"]
[{"$f":"IF(AND(ISBLANK(INDEX($G:$G,)), ISBLANK(INDEX($C:$C,))), \"\", 'PWS Records (System Entry)'!$D$4)","v":"LA1079001"},{"$f":"IF(AND(ISBLANK(INDEX($G:$G,)), ISBLANK(INDEX($C:$C,))), \"\", 'PWS Records (System Entry)'!$D$3)","v":"City of Alexandria Water System"},"1323 VANCE AVE","ALEXANDRIA","LA",71303,10715928,31.295480699999999,-92.447957900000006,null,"Unknown","Not Applicable","Don't Know",null,null,null,"Unknown","Not Applicable",null,null,"Lead Status Unknown"]
[{"$f":"IF(AND(ISBLANK(INDEX($G:$G,)), ISBLANK(INDEX($C:$C,))), \"\", 'PWS Records (System Entry)'!$D$4)","v":"LA1079001"},{"$f":"IF(AND(ISBLANK(INDEX($G:$G,)), ISBLANK(INDEX($C:$C,))), \"\", 'PWS Records (System Entry)'!$D$3)","v":"City of Alexandria Water System"},"2810 SABINE DR","ALEXANDRIA","LA",71303,10715927,31.3174846,-92.481604399999995,null,"Unknown","Not Applicable","Don't Know",null,null,null,"Unknown","Not Applicable",null,null,"Lead Status Unknown"]
[{"$f":"IF(AND(ISBLANK(INDEX($G:$G,)), ISBLANK(INDEX($C:$C,))), \"\", 'PWS Records (System Entry)'!$D$4)","v":"LA1079001"},{"$f":"IF(AND(ISBLANK(INDEX($G:$G,)), ISBLANK(INDEX($C:$C,))), \"\", 'PWS Records (System Entry)'!$D$3)","v":"City of Alexandria Water System"},"1104 ELEANOR DR","ALEXANDRIA","LA",71303,10715926,31.289800199999998,-92.429127699999995,null,"Unknown","Not Applicable","Don't Know",null,null,null,"Unknown","Not Applicable",null,null,"Lead Status Unknown"]
[{"$f":"IF(AND(ISBLANK(INDEX($G:$G,)), ISBLANK(INDEX($C:$C,))), \"\", 'PWS Records (System Entry)'!$D$4)","v":"LA1079001"},{"$f":"IF(AND(ISBLANK(INDEX($G:$G,)), ISBLANK(INDEX($C:$C,))), \"\", 'PWS Records (System Entry)'!$D$3)","v":"City of Alexandria Water System"},"1104 GREENBRIAR ST","ALEXANDRIA","LA",71303,10715929,31.292603199999999,-92.4706324,null,"Unknown","Not Applicable","Don't Know",null,null,null,"Unknown","Not Applicable",null,null,"Lead Status Unknown"]
[{"$f":"IF(AND(ISBLANK(INDEX($G:$G,)), ISBLANK(INDEX($C:$C,))), \"\", 'PWS Records (System Entry)'!$D$4)","v":"LA1079001"},{"$f":"IF(AND(ISBLANK(INDEX($G:$G,)), ISBLANK(INDEX($C:$C,))), \"\", 'PWS Records (System Entry)'!$D$3)","v":"City of Alexandria Water System"},"1324 AUTUMN ORCHARD LOOP","ALEXANDRIA","LA",71303,10715930,31.344746600000001,-92.509113200000002,null,"Non-Lead - Plastic","Installation Date after Lead Ban","Don't Know",null,null,null,"Non-Lead - Plastic","Installation Date after Lead Ban",null,null,"Non-Lead"]
[{"$f":"IF(AND(ISBLANK(INDEX($G:$G,)), ISBLANK(INDEX($C:$C,))), \"\", 'PWS Records (System Entry)'!$D$4)","v":"LA1079001"},{"$f":"IF(AND(ISBLANK(INDEX($G:$G,)), ISBLANK(INDEX($C:$C,))), \"\", 'PWS Records (System Entry)'!$D$3)","v":"City of Alexandria Water System"},"2810 WOODLAWN DR","ALEXANDRIA","LA",71303,10715931,31.318341799999999,-92.481790500000002,null,"Unknown","Not Applicable","Don't Know",null,null,null,"Unknown","Not Applicable",null,null,"Lead Status Unknown"]
[{"$f":"IF(AND(ISBLANK(INDEX($G:$G,)), ISBLANK(INDEX($C:$C,))), \"\", 'PWS Records (System Entry)'!$D$4)","v":"LA1079001"},{"$f":"IF(AND(ISBLANK(INDEX($G:$G,)), ISBLANK(INDEX($C:$C,))), \"\", 'PWS Records (System Entry)'!$D$3)","v":"City of Alexandria Water System"},"1104 JIM MEYER DR BLDG 4201-A","ALEXANDRIA","LA",71303,10715932,31.3265633,-92.5253996,null,"Unknown","Not Applicable","Don't Know",null,null,null,"Unknown","Not Applicable",null,null,"Lead Status Unknown"]
[{"$f":"IF(AND(ISBLANK(INDEX($G:$G,)), ISBLANK(INDEX($C:$C,))), \"\", 'PWS Records (System Entry)'!$D$4)","v":"LA1079001"},{"$f":"IF(AND(ISBLANK(INDEX($G:$G,)), ISBLANK(INDEX($C:$C,))), \"\", 'PWS Records (System Entry)'!$D$3)","v":"City of Alexandria Water System"},"1324 BUSH AVE","ALEXANDRIA","LA",71303,10715933,31.294605300000001,-92.462799200000006,null,"Unknown","Not Applicable","Don't Know",null,null,null,"Unknown","Not Applicable",null,null,"Lead Status Unknown"]
[{"$f":"IF(AND(ISBLANK(INDEX($G:$G,)), ISBLANK(INDEX($C:$C,))), \"\", 'PWS Records (System Entry)'!$D$4)","v":"LA1079001"},{"$f":"IF(AND(ISBLANK(INDEX($G:$G,)), ISBLANK(INDEX($C:$C,))), \"\", 'PWS Records (System Entry)'!$D$3)","v":"City of Alexandria Water System"},"1104 JIM MEYER DR BLDG 4201-B","ALEXANDRIA","LA",71303,10715934,31.3265633,-92.5253996,null,"Unknown","Not Applicable","Don't Know",null,null,null,"Unknown","Not Applicable",null,null,"Lead Status Unknown"]
[{"$f":"IF(AND(ISBLANK(INDEX($G:$G,)), ISBLANK(INDEX($C:$C,))), \"\", 'PWS Records (System Entry)'!$D$4)","v":"LA1079001"},{"$f":"IF(AND(ISBLANK(INDEX($G:$G,)), ISBLANK(INDEX($C:$C,))), \"\", 'PWS Records (System Entry)'!$D$3)","v":"City of Alexandria Water System"},"2811 HILL ST","ALEXANDRIA","LA",71303,10715935,31.2921315,-92.466102599999999,null,"Non-Lead - Other","Installation Date after Lead Ban","Don't Know",null,null,null,"Non-Lead - Other","Installation Date after Lead Ban",null,null,"Non-Lead"]
[{"$f":"IF(AND(ISBLANK(INDEX($G:$G,)), ISBLANK(INDEX($C:$C,))), \"\", 'PWS Records (System Entry)'!$D$4)","v":"LA1079001"},{"$f":"IF(AND(ISBLANK(INDEX($G:$G,)), ISBLANK(INDEX($C:$C,))), \"\", 'PWS Records (System Entry)'!$D$3)","v":"City of Alexandria Water System"},"1324 CHARLTON ST","ALEXANDRIA","LA",71303,10715936,31.285986600000001,-92.472531799999999,null,"Unknown","Not Applicable","Don't Know",null,null,null,"Unknown","Not Applicable",null,null,"Lead Status Unknown"]
[{"$f":"IF(AND(ISBLANK(INDEX($G:$G,)), ISBLANK(INDEX($C:$C,))), \"\", 'PWS Records (System Entry)'!$D$4)","v":"LA1079001"},{"$f":"IF(AND(ISBLANK(INDEX($G:$G,)), ISBLANK(INDEX($C:$C,))), \"\", 'PWS Records (System Entry)'!$D$3)","v":"City of Alexandria Water System"},"1104 LANCASTER DR","ALEXANDRIA","LA",71303,10715937,31.290286699999999,-92.479566300000002,null,"Unknown","Not Applicable","Don't Know",null,null,null,"Unknown","Not Applicable",null,null,"Lead Status Unknown"]
[{"$f":"IF(AND(ISBLANK(INDEX($G:$G,)), ISBLANK(INDEX($C:$C,))), \"\", 'PWS Records (System Entry)'!$D$4)","v":"LA1079001"},{"$f":"IF(AND(ISBLANK(INDEX($G:$G,)), ISBLANK(INDEX($C:$C,))), \"\", 'PWS Records (System Entry)'!$D$3)","v":"City of Alexandria Water System"},"2811 HYNSON ST","ALEXANDRIA","LA",71303,10715939,31.305116000000002,-92.473445999999996,null,"Unknown","Not Applicable","Don't Know",null,null,null,"Unknown","Not Applicable",null,null,{"$f":"IF(AND(INDEX($K:$K,)=\"\", INDEX($L:$L,)=\"\", INDEX($M:$M,)=\"\", INDEX($Q:$Q,)=\"\", INDEX($R:$R,)=\"\"), \"\", IF(OR(INDEX($K:$K,)=\"Lead\",INDEX($Q:$Q,)=\"Lead\"),\"Lead\",IF(OR(AND(OR(INDEX($M:$M,)=\"Yes\", INDEX($M:$M,)=\"Don't Know\", INDEX($M:$M,)=\"\"), INDEX($Q:$Q,)=\"Galvanized Iron/Steel\"), AND(INDEX($K:$K,)=\"Unknown\", INDEX($M:$M,)=\"No\", INDEX($Q:$Q,)=\"Galvanized Iron/Steel\")), \"Galvanized Requiring Replacement\", IF(OR(AND(OR(INDEX($K:$K,)=\"Galvanized Iron/Steel\", INDEX($K:$K,)=\"Non-Lead - Copper\", INDEX($K:$K,)=\"Non-Lead - Plastic\", INDEX($K:$K,)=\"Non-Lead - Other\", INDEX($K:$K,)=\"Non-Lead - Material Unknown\", INDEX($K:$K,)=\"No System Owned Portion\"), OR(INDEX($Q:$Q,)=\"Galvanized Iron/Steel\", INDEX($Q:$Q,)=\"Non-Lead - Copper\", INDEX($Q:$Q,)=\"Non-Lead - Plastic\", INDEX($Q:$Q,)=\"Non-Lead - Other\", INDEX($Q:$Q,)=\"Non-Lead - Predictive Model\", INDEX($Q:$Q,)=\"No Customer Owned Portion\")), AND(OR( INDEX($K:$K,)=\"Galvanized Iron/Steel\", INDEX($K:$K,)=\"Non-Lead - Copper\", INDEX($K:$K,)=\"Non-Lead - Plastic\", INDEX($K:$K,)=\"Non-Lead - Other\", INDEX($K:$K,)=\"Non-Lead - Material Unknown\", INDEX($K:$K,)=\"No System Owned Portion\"), INDEX($M:$M,)=\"No\", INDEX($Q:$Q,)=\"Non-Lead - Material Unknown\")), \"Non-Lead\", \"Lead Status Unknown\"))))","v":"Lead Status Unknown"}]
[{"$f":"IF(AND(ISBLANK(INDEX($G:$G,)), ISBLANK(INDEX($C:$C,))), \"\", 'PWS Records (System Entry)'!$D$4)","v":"LA1079001"},{"$f":"IF(AND(ISBLANK(INDEX($G:$G,)), ISBLANK(INDEX($C:$C,))), \"\", 'PWS Records (System Entry)'!$D$3)","v":"City of Alexandria Water System"},"1324 CHESTER ST","ALEXANDRIA","LA",71303,10715938,31.296734099999998,-92.457752099999993,null,"Unknown","Not Applicable","Don't Know",null,null,null,"Unknown","Not Applicable",null,null,"Lead Status Unknown"]
[{"$f":"IF(AND(ISBLANK(INDEX($G:$G,)), ISBLANK(INDEX($C:$C,))), \"\", 'PWS Records (System Entry)'!$D$4)","v":"LA1079001"},{"$f":"IF(AND(ISBLANK(INDEX($G:$G,)), ISBLANK(INDEX($C:$C,))), \"\", 'PWS Records (System Entry)'!$D$3)","v":"City of Alexandria Water System"},"1104 MACARTHUR DR","ALEXANDRIA","LA",71303,10715940,31.2904695,-92.476941699999998,null,"Unknown","Not Applicable","Don't Know",null,null,null,"Unknown","Not Applicable",null,null,"Lead Status Unknown"]
[{"$f":"IF(AND(ISBLANK(INDEX($G:$G,)), ISBLANK(INDEX($C:$C,))), \"\", 'PWS Records (System Entry)'!$D$4)","v":"LA1079001"},{"$f":"IF(AND(ISBLANK(INDEX($G:$G,)), ISBLANK(INDEX($C:$C,))), \"\", 'PWS Records (System Entry)'!$D$3)","v":"City of Alexandria Water System"},"1324 ELIZABETH ST","ALEXANDRIA","LA",71303,10715941,31.270669900000001,-92.482799700000001,null,"Unknown","Not Applicable","Don't Know",null,null,null,"Unknown","Not Applicable",null,null,"Lead Status Unknown"]
[{"$f":"IF(AND(ISBLANK(INDEX($G:$G,)), ISBLANK(INDEX($C:$C,))), \"\", 'PWS Records (System Entry)'!$D$4)","v":"LA1079001"},{"$f":"IF(AND(ISBLANK(INDEX($G:$G,)), ISBLANK(INDEX($C:$C,))), \"\", 'PWS Records (System Entry)'!$D$3)","v":"City of Alexandria Water System"},"2811 SANDRA ST","ALEXANDRIA","LA",71303,10715942,31.284948100000001,-92.457071099999993,null,"Unknown","Not Applicable","Don't Know",null,null,null,"Unknown","Not Applicable",null,null,"Lead Status Unknown"]
[{"$f":"IF(AND(ISBLANK(INDEX($G:$G,)), ISBLANK(INDEX($C:$C,))), \"\", 'PWS Records (System Entry)'!$D$4)","v":"LA1079001"},{"$f":"IF(AND(ISBLANK(INDEX($G:$G,)), ISBLANK(INDEX($C:$C,))), \"\", 'PWS Records (System Entry)'!$D$3)","v":"City of Alexandria Water System"},"1104 MARTHA LN","ALEXANDRIA","LA",71303,10715943,31.3247374,-92.473031300000002,null,"Non-Lead - Plastic","Installation Record (for example, tap card)","Don't Know",null,null,null,"Unknown","Not Applicable",null,null,"Lead Status Unknown"]
[{"$f":"IF(AND(ISBLANK(INDEX($G:$G,)), ISBLANK(INDEX($C:$C,))), \"\", 'PWS Records (System Entry)'!$D$4)","v":"LA1079001"},{"$f":"IF(AND(ISBLANK(INDEX($G:$G,)), ISBLANK(INDEX($C:$C,))), \"\", 'PWS Records (System Entry)'!$D$3)","v":"City of Alexandria Water System"},"1324 ENTERPRISE RD","ALEXANDRIA","LA",71301,10715944,31.3217064,-92.469426200000001,null,"Unknown","Not Applicable","Don't Know",null,null,null,"Unknown","Not Applicable",null,null,"Lead Status Unknown"]
[{"$f":"IF(AND(ISBLANK(INDEX($G:$G,)), ISBLANK(INDEX($C:$C,))), \"\", 'PWS Records (System Entry)'!$D$4)","v":"LA1079001"},{"$f":"IF(AND(ISBLANK(INDEX($G:$G,)), ISBLANK(INDEX($C:$C,))), \"\", 'PWS Records (System Entry)'!$D$3)","v":"City of Alexandria Water System"},"1104 MARYLAND AVE","ALEXANDRIA","LA",71303,10715945,31.292300399999998,-92.472646299999994,null,"Unknown","Not Applicable","Don't Know",null,null,null,"Unknown","Not Applicable",null,null,"Lead Status Unknown"]
[{"$f":"IF(AND(ISBLANK(INDEX($G:$G,)), ISBLANK(INDEX($C:$C,))), \"\", 'PWS Records (System Entry)'!$D$4)","v":"LA1079001"},{"$f":"IF(AND(ISBLANK(INDEX($G:$G,)), ISBLANK(INDEX($C:$C,))), \"\", 'PWS Records (System Entry)'!$D$3)","v":"City of Alexandria Water System"},"2811 STIMSON AVE","ALEXANDRIA","LA",71303,10715946,31.2979251,-92.470815700000003,null,"Unknown","Not Applicable","Don't Know",null,null,null,"Unknown","Not Applicable",null,null,"Lead Status Unknown"]
[{"$f":"IF(AND(ISBLANK(INDEX($G:$G,)), ISBLANK(INDEX($C:$C,))), \"\", 'PWS Records (System Entry)'!$D$4)","v":"LA1079001"},{"$f":"IF(AND(ISBLANK(INDEX($G:$G,)), ISBLANK(INDEX($C:$C,))), \"\", 'PWS Records (System Entry)'!$D$3)","v":"City of Alexandria Water System"},"1324 PARIS DR","ALEXANDRIA","LA",71303,10715947,31.322153700000001,-92.471715599999996,null,"Non-Lead - Plastic","Installation Record (for example, tap card)","Don't Know",null,null,null,"Unknown","Not Applicable",null,null,"Lead Status Unknown"]
[{"$f":"IF(AND(ISBLANK(INDEX($G:$G,)), ISBLANK(INDEX($C:$C,))), \"\", 'PWS Records (System Entry)'!$D$4)","v":"LA1079001"},{"$f":"IF(AND(ISBLANK(INDEX($G:$G,)), ISBLANK(INDEX($C:$C,))), \"\", 'PWS Records (System Entry)'!$D$3)","v":"City of Alexandria Water System"},"2812 HILL ST","ALEXANDRIA","LA",71303,10715948,31.292304600000001,-92.465767200000002,null,"Unknown","Not Applicable","Don't Know",null,null,null,"Unknown","Not Applicable",null,null,"Lead Status Unknown"]
[{"$f":"IF(AND(ISBLANK(INDEX($G:$G,)), ISBLANK(INDEX($C:$C,))), \"\", 'PWS Records (System Entry)'!$D$4)","v":"LA1079001"},{"$f":"IF(AND(ISBLANK(INDEX($G:$G,)), ISBLANK(INDEX($C:$C,))), \"\", 'PWS Records (System Entry)'!$D$3)","v":"City of Alexandria Water System"},"1104 NORMAN DR UNIT A","ALEXANDRIA","LA",71303,10715949,31.326029699999999,-92.525086299999998,null,"Unknown","Not Applicable","Don't Know",null,null,null,"Unknown","Not Applicable",null,null,"Lead Status Unknown"]
[{"$f":"IF(AND(ISBLANK(INDEX($G:$G,)), ISBLANK(INDEX($C:$C,))), \"\", 'PWS Records (System Entry)'!$D$4)","v":"LA1079001"},{"$f":"IF(AND(ISBLANK(INDEX($G:$G,)), ISBLANK(INDEX($C:$C,))), \"\", 'PWS Records (System Entry)'!$D$3)","v":"City of Alexandria Water System"},"1324 WASHINGTON ST","ALEXANDRIA","LA",71303,10715950,31.304291200000002,-92.450338799999997,null,"Unknown","Not Applicable","Don't Know",null,null,null,"Unknown","Not Applicable",null,null,"Lead Status Unknown"]
[{"$f":"IF(AND(ISBLANK(INDEX($G:$G,)), ISBLANK(INDEX($C:$C,))), \"\", 'PWS Records (System Entry)'!$D$4)","v":"LA1079001"},{"$f":"IF(AND(ISBLANK(INDEX($G:$G,)), ISBLANK(INDEX($C:$C,))), \"\", 'PWS Records (System Entry)'!$D$3)","v":"City of Alexandria Water System"},"1325 FOISY ST","ALEXANDRIA","LA",71303,10715951,31.307324900000001,-92.444751400000001,null,"Unknown","Not Applicable","Don't Know",null,null,null,"Unknown","Not Applicable",null,null,"Lead Status Unknown"]
[{"$f":"IF(AND(ISBLANK(INDEX($G:$G,)), ISBLANK(INDEX($C:$C,))), \"\", 'PWS Records (System Entry)'!$D$4)","v":"LA1079001"},{"$f":"IF(AND(ISBLANK(INDEX($G:$G,)), ISBLANK(INDEX($C:$C,))), \"\", 'PWS Records (System Entry)'!$D$3)","v":"City of Alexandria Water System"},"1104 NORMAN DR APT B","ALEXANDRIA","LA",71303,10715952,31.326029699999999,-92.525086299999998,null,"Unknown","Not Applicable","Don't Know",null,null,null,"Unknown","Not Applicable",null,null,"Lead Status Unknown"]
[{"$f":"IF(AND(ISBLANK(INDEX($G:$G,)), ISBLANK(INDEX($C:$C,))), \"\", 'PWS Records (System Entry)'!$D$4)","v":"LA1079001"},{"$f":"IF(AND(ISBLANK(INDEX($G:$G,)), ISBLANK(INDEX($C:$C,))), \"\", 'PWS Records (System Entry)'!$D$3)","v":"City of Alexandria Water System"},"2812 HOUSTON ST","ALEXANDRIA","LA",71303,10715953,31.287602100000001,-92.446921099999997,null,"Unknown","Not Applicable","Don't Know",null,null,null,"Unknown","Not Applicable",null,null,"Lead Status Unknown"]
[{"$f":"IF(AND(ISBLANK(INDEX($G:$G,)), ISBLANK(INDEX($C:$C,))), \"\", 'PWS Records (System Entry)'!$D$4)","v":"LA1079001"},{"$f":"IF(AND(ISBLANK(INDEX($G:$G,)), ISBLANK(INDEX($C:$C,))), \"\", 'PWS Records (System Entry)'!$D$3)","v":"City of Alexandria Water System"},"1325 JACKSON ST","ALEXANDRIA","LA",71303,10715954,31.306386100000001,-92.452646099999995,null,"Unknown","Not Applicable","Don't Know",null,null,null,"Unknown","Not Applicable",null,null,"Lead Status Unknown"]
[{"$f":"IF(AND(ISBLANK(INDEX($G:$G,)), ISBLANK(INDEX($C:$C,))), \"\", 'PWS Records (System Entry)'!$D$4)","v":"LA1079001"},{"$f":"IF(AND(ISBLANK(INDEX($G:$G,)), ISBLANK(INDEX($C:$C,))), \"\", 'PWS Records (System Entry)'!$D$3)","v":"City of Alexandria Water System"},"1104 PARIS ST","ALEXANDRIA","LA",71303,10715956,31.324276000000001,-92.471965999999995,null,"Non-Lead - Plastic","Installation Record (for example, tap card)","Don't Know",null,null,null,"Unknown","Not Applicable",null,null,"Lead Status Unknown"]
[{"$f":"IF(AND(ISBLANK(INDEX($G:$G,)), ISBLANK(INDEX($C:$C,))), \"\", 'PWS Records (System Entry)'!$D$4)","v":"LA1079001"},{"$f":"IF(AND(ISBLANK(INDEX($G:$G,)), ISBLANK(INDEX($C:$C,))), \"\", 'PWS Records (System Entry)'!$D$3)","v":"City of Alexandria Water System"},"2812 KATHY ANN ST","ALEXANDRIA","LA",71303,10715955,31.285265500000001,-92.455095600000007,null,"Unknown","Not Applicable","Don't Know",null,null,null,"Unknown","Not Applicable",null,null,"Lead Status Unknown"]
[{"$f":"IF(AND(ISBLANK(INDEX($G:$G,)), ISBLANK(INDEX($C:$C,))), \"\", 'PWS Records (System Entry)'!$D$4)","v":"LA1079001"},{"$f":"IF(AND(ISBLANK(INDEX($G:$G,)), ISBLANK(INDEX($C:$C,))), \"\", 'PWS Records (System Entry)'!$D$3)","v":"City of Alexandria Water System"},"1325 MACARTHUR DR","ALEXANDRIA","LA",71301,10715957,31.286194299999998,-92.474404199999995,null,"Unknown","Not Applicable","Don't Know",null,null,null,"Unknown","Not Applicable",null,null,"Lead Status Unknown"]
[{"$f":"IF(AND(ISBLANK(INDEX($G:$G,)), ISBLANK(INDEX($C:$C,))), \"\", 'PWS Records (System Entry)'!$D$4)","v":"LA1079001"},{"$f":"IF(AND(ISBLANK(INDEX($G:$G,)), ISBLANK(INDEX($C:$C,))), \"\", 'PWS Records (System Entry)'!$D$3)","v":"City of Alexandria Water System"},"1104 ROYCE DR BLDG 3617","ALEXANDRIA","LA",71303,10715958,31.317245400000001,-92.523203499999994,null,"Unknown","Not Applicable","Don't Know",null,null,null,"Unknown","Not Applicable",null,null,"Lead Status Unknown"]
[{"$f":"IF(AND(ISBLANK(INDEX($G:$G,)), ISBLANK(INDEX($C:$C,))), \"\", 'PWS Records (System Entry)'!$D$4)","v":"LA1079001"},{"$f":"IF(AND(ISBLANK(INDEX($G:$G,)), ISBLANK(INDEX($C:$C,))), \"\", 'PWS Records (System Entry)'!$D$3)","v":"City of Alexandria Water System"},"2812 LEE ST","ALEXANDRIA","LA",71301,10715959,31.2873454,-92.451528400000001,null,"Unknown","Not Applicable","Don't Know",null,null,null,"Unknown","Not Applicable",null,null,"Lead Status Unknown"]
[{"$f":"IF(AND(ISBLANK(INDEX($G:$G,)), ISBLANK(INDEX($C:$C,))), \"\", 'PWS Records (System Entry)'!$D$4)","v":"LA1079001"},{"$f":"IF(AND(ISBLANK(INDEX($G:$G,)), ISBLANK(INDEX($C:$C,))), \"\", 'PWS Records (System Entry)'!$D$3)","v":"City of Alexandria Water System"},"1325 SHIRLAND AVE","ALEXANDRIA","LA",71303,10715960,31.312643999999999,-92.459057900000005,null,"Unknown","Not Applicable","Don't Know",null,null,null,"Unknown","Not Applicable",null,null,"Lead Status Unknown"]
[{"$f":"IF(AND(ISBLANK(INDEX($G:$G,)), ISBLANK(INDEX($C:$C,))), \"\", 'PWS Records (System Entry)'!$D$4)","v":"LA1079001"},{"$f":"IF(AND(ISBLANK(INDEX($G:$G,)), ISBLANK(INDEX($C:$C,))), \"\", 'PWS Records (System Entry)'!$D$3)","v":"City of Alexandria Water System"},"1104 SOUTHAMPTON DR","ALEXANDRIA","LA",71303,10715963,31.2894416,-92.482371700000002,null,"Unknown","Not Applicable","Don't Know",null,null,null,"Unknown","Not Applicable",null,null,"Lead Status Unknown"]
[{"$f":"IF(AND(ISBLANK(INDEX($G:$G,)), ISBLANK(INDEX($C:$C,))), \"\", 'PWS Records (System Entry)'!$D$4)","v":"LA1079001"},{"$f":"IF(AND(ISBLANK(INDEX($G:$G,)), ISBLANK(INDEX($C:$C,))), \"\", 'PWS Records (System Entry)'!$D$3)","v":"City of Alexandria Water System"},"1104 SOUTHAMPTON DR","ALEXANDRIA","LA",71303,10715965,31.2894416,-92.482371700000002,null,"Unknown","Not Applicable","Don't Know",null,null,null,"Unknown","Not Applicable",null,null,"Lead Status Unknown"]
[{"$f":"IF(AND(ISBLANK(INDEX($G:$G,)), ISBLANK(INDEX($C:$C,))), \"\", 'PWS Records (System Entry)'!$D$4)","v":"LA1079001"},{"$f":"IF(AND(ISBLANK(INDEX($G:$G,)), ISBLANK(INDEX($C:$C,))), \"\", 'PWS Records (System Entry)'!$D$3)","v":"City of Alexandria Water System"},"2812 MAIN ST","ALEXANDRIA","LA",71303,10715962,31.300164299999999,-92.429026500000006,null,"Unknown","Not Applicable","Don't Know",null,null,null,"Unknown","Not Applicable",null,null,"Lead Status Unknown"]
[{"$f":"IF(AND(ISBLANK(INDEX($G:$G,)), ISBLANK(INDEX($C:$C,))), \"\", 'PWS Records (System Entry)'!$D$4)","v":"LA1079001"},{"$f":"IF(AND(ISBLANK(INDEX($G:$G,)), ISBLANK(INDEX($C:$C,))), \"\", 'PWS Records (System Entry)'!$D$3)","v":"City of Alexandria Water System"},"1326 AUTUMN ORCHARD LOOP","ALEXANDRIA","LA",71303,10715961,31.344899000000002,-92.5090383,null,"Non-Lead - Plastic","Installation Date after Lead Ban","Don't Know",null,null,null,"Non-Lead - Plastic","Installation Date after Lead Ban",null,null,"Non-Lead"]
[{"$f":"IF(AND(ISBLANK(INDEX($G:$G,)), ISBLANK(INDEX($C:$C,))), \"\", 'PWS Records (System Entry)'!$D$4)","v":"LA1079001"},{"$f":"IF(AND(ISBLANK(INDEX($G:$G,)), ISBLANK(INDEX($C:$C,))), \"\", 'PWS Records (System Entry)'!$D$3)","v":"City of Alexandria Water System"},"1326 BEECH ST","ALEXANDRIA","LA",71303,10715964,31.297459499999999,-92.455410000000001,null,"Unknown","Not Applicable","Don't Know",null,null,null,"Unknown","Not Applicable",null,null,"Lead Status Unknown"]
[{"$f":"IF(AND(ISBLANK(INDEX($G:$G,)), ISBLANK(INDEX($C:$C,))), \"\", 'PWS Records (System Entry)'!$D$4)","v":"LA1079001"},{"$f":"IF(AND(ISBLANK(INDEX($G:$G,)), ISBLANK(INDEX($C:$C,))), \"\", 'PWS Records (System Entry)'!$D$3)","v":"City of Alexandria Water System"},"2812 MILL ST","ALEXANDRIA","LA",71303,10715966,31.287387500000001,-92.445976000000002,null,"Unknown","Not Applicable","Don't Know",null,null,null,"Unknown","Not Applicable",null,null,"Lead Status Unknown"]
[{"$f":"IF(AND(ISBLANK(INDEX($G:$G,)), ISBLANK(INDEX($C:$C,))), \"\", 'PWS Records (System Entry)'!$D$4)","v":"LA1079001"},{"$f":"IF(AND(ISBLANK(INDEX($G:$G,)), ISBLANK(INDEX($C:$C,))), \"\", 'PWS Records (System Entry)'!$D$3)","v":"City of Alexandria Water System"},"1326 JACKSON ST","ALEXANDRIA","LA",71303,10715967,31.306464399999999,-92.452640500000001,null,"Unknown","Not Applicable","Don't Know",null,null,null,"Unknown","Not Applicable",null,null,"Lead Status Unknown"]
[{"$f":"IF(AND(ISBLANK(INDEX($G:$G,)), ISBLANK(INDEX($C:$C,))), \"\", 'PWS Records (System Entry)'!$D$4)","v":"LA1079001"},{"$f":"IF(AND(ISBLANK(INDEX($G:$G,)), ISBLANK(INDEX($C:$C,))), \"\", 'PWS Records (System Entry)'!$D$3)","v":"City of Alexandria Water System"},"1104 TAYLOR ST","ALEXANDRIA","LA",71303,10715968,31.296505499999999,-92.458650899999995,null,"Unknown","Not Applicable","Don't Know",null,null,null,"Unknown","Not Applicable",null,null,"Lead Status Unknown"]
[{"$f":"IF(AND(ISBLANK(INDEX($G:$G,)), ISBLANK(INDEX($C:$C,))), \"\", 'PWS Records (System Entry)'!$D$4)","v":"LA1079001"},{"$f":"IF(AND(ISBLANK(INDEX($G:$G,)), ISBLANK(INDEX($C:$C,))), \"\", 'PWS Records (System Entry)'!$D$3)","v":"City of Alexandria Water System"},"2812 SANDRA ST","ALEXANDRIA","LA",71303,10715969,31.285123599999999,-92.457155599999993,null,"Unknown","Not Applicable","Don't Know",null,null,null,"Unknown","Not Applicable",null,null,"Lead Status Unknown"]
[{"$f":"IF(AND(ISBLANK(INDEX($G:$G,)), ISBLANK(INDEX($C:$C,))), \"\", 'PWS Records (System Entry)'!$D$4)","v":"LA1079001"},{"$f":"IF(AND(ISBLANK(INDEX($G:$G,)), ISBLANK(INDEX($C:$C,))), \"\", 'PWS Records (System Entry)'!$D$3)","v":"City of Alexandria Water System"},"1327 3RD ST","ALEXANDRIA","LA",71303,10715970,31.309473000000001,-92.442415800000006,null,"Unknown","Not Applicable","Don't Know",null,null,null,"Unknown","Not Applicable",null,null,"Lead Status Unknown"]
[{"$f":"IF(AND(ISBLANK(INDEX($G:$G,)), ISBLANK(INDEX($C:$C,))), \"\", 'PWS Records (System Entry)'!$D$4)","v":"LA1079001"},{"$f":"IF(AND(ISBLANK(INDEX($G:$G,)), ISBLANK(INDEX($C:$C,))), \"\", 'PWS Records (System Entry)'!$D$3)","v":"City of Alexandria Water System"},"1104 THORNTON ST","ALEXANDRIA","LA",71303,10715971,31.299855999999998,-92.456106000000005,null,"Unknown","Not Applicable","Don't Know",null,null,null,"Unknown","Not Applicable",null,null,"Lead Status Unknown"]
[{"$f":"IF(AND(ISBLANK(INDEX($G:$G,)), ISBLANK(INDEX($C:$C,))), \"\", 'PWS Records (System Entry)'!$D$4)","v":"LA1079001"},{"$f":"IF(AND(ISBLANK(INDEX($G:$G,)), ISBLANK(INDEX($C:$C,))), \"\", 'PWS Records (System Entry)'!$D$3)","v":"City of Alexandria Water System"},"1327 CHESTER ST","ALEXANDRIA","LA",71303,10715972,31.296600999999999,-92.457628400000004,null,"Unknown","Not Applicable","Don't Know",null,null,null,"Unknown","Not Applicable",null,null,"Lead Status Unknown"]
[{"$f":"IF(AND(ISBLANK(INDEX($G:$G,)), ISBLANK(INDEX($C:$C,))), \"\", 'PWS Records (System Entry)'!$D$4)","v":"LA1079001"},{"$f":"IF(AND(ISBLANK(INDEX($G:$G,)), ISBLANK(INDEX($C:$C,))), \"\", 'PWS Records (System Entry)'!$D$3)","v":"City of Alexandria Water System"},"2812 SUMMERWOOD LN","ALEXANDRIA","LA",71303,10715978,31.316219199999999,-92.478853900000004,null,"Non-Lead - Plastic","Installation Date after Lead Ban","Don't Know",null,null,null,"Non-Lead - Plastic","Installation Date after Lead Ban",null,null,"Non-Lead"]
[{"$f":"IF(AND(ISBLANK(INDEX($G:$G,)), ISBLANK(INDEX($C:$C,))), \"\", 'PWS Records (System Entry)'!$D$4)","v":"LA1079001"},{"$f":"IF(AND(ISBLANK(INDEX($G:$G,)), ISBLANK(INDEX($C:$C,))), \"\", 'PWS Records (System Entry)'!$D$3)","v":"City of Alexandria Water System"},"1104 WILSHIRE DR","ALEXANDRIA","LA",71303,10715973,31.2906063,-92.478644500000001,null,"Unknown","Not Applicable","Don't Know",null,null,null,"Unknown","Not Applicable",null,null,"Lead Status Unknown"]
[{"$f":"IF(AND(ISBLANK(INDEX($G:$G,)), ISBLANK(INDEX($C:$C,))), \"\", 'PWS Records (System Entry)'!$D$4)","v":"LA1079001"},{"$f":"IF(AND(ISBLANK(INDEX($G:$G,)), ISBLANK(INDEX($C:$C,))), \"\", 'PWS Records (System Entry)'!$D$3)","v":"City of Alexandria Water System"},"1327 ELIZABETH ST","ALEXANDRIA","LA",71303,10715974,31.270680200000001,-92.482490100000007,null,"Unknown","Not Applicable","Don't Know",null,null,null,"Unknown","Not Applicable",null,null,"Lead Status Unknown"]
[{"$f":"IF(AND(ISBLANK(INDEX($G:$G,)), ISBLANK(INDEX($C:$C,))), \"\", 'PWS Records (System Entry)'!$D$4)","v":"LA1079001"},{"$f":"IF(AND(ISBLANK(INDEX($G:$G,)), ISBLANK(INDEX($C:$C,))), \"\", 'PWS Records (System Entry)'!$D$3)","v":"City of Alexandria Water System"},"1104 YOIST ST","ALEXANDRIA","LA",71303,10715975,31.319258099999999,-92.4639363,null,"Unknown","Not Applicable","Don't Know",null,null,null,"Unknown","Not Applicable",null,null,"Lead Status Unknown"]
[{"$f":"IF(AND(ISBLANK(INDEX($G:$G,)), ISBLANK(INDEX($C:$C,))), \"\", 'PWS Records (System Entry)'!$D$4)","v":"LA1079001"},{"$f":"IF(AND(ISBLANK(INDEX($G:$G,)), ISBLANK(INDEX($C:$C,))), \"\", 'PWS Records (System Entry)'!$D$3)","v":"City of Alexandria Water System"},"1327 LEVIN ST","ALEXANDRIA","LA",71303,10715976,31.311178200000001,-92.457731199999998,null,"Unknown","Not Applicable","Don't Know",null,null,null,"Unknown","Not Applicable",null,null,"Lead Status Unknown"]
[{"$f":"IF(AND(ISBLANK(INDEX($G:$G,)), ISBLANK(INDEX($C:$C,))), \"\", 'PWS Records (System Entry)'!$D$4)","v":"LA1079001"},{"$f":"IF(AND(ISBLANK(INDEX($G:$G,)), ISBLANK(INDEX($C:$C,))), \"\", 'PWS Records (System Entry)'!$D$3)","v":"City of Alexandria Water System"},"1105 ELEANOR DR","ALEXANDRIA","LA",71303,10715977,31.289780700000001,-92.428720400000003,null,"Unknown","Not Applicable","Don't Know",null,null,null,"Unknown","Not Applicable",null,null,"Lead Status Unknown"]
[{"$f":"IF(AND(ISBLANK(INDEX($G:$G,)), ISBLANK(INDEX($C:$C,))), \"\", 'PWS Records (System Entry)'!$D$4)","v":"LA1079001"},{"$f":"IF(AND(ISBLANK(INDEX($G:$G,)), ISBLANK(INDEX($C:$C,))), \"\", 'PWS Records (System Entry)'!$D$3)","v":"City of Alexandria Water System"},"1327 PETERMAN DR","ALEXANDRIA","LA",71303,10715979,31.2760502,-92.480610499999997,null,"Unknown","Not Applicable","Don't Know",null,null,null,"Unknown","Not Applicable",null,null,"Lead Status Unknown"]
[{"$f":"IF(AND(ISBLANK(INDEX($G:$G,)), ISBLANK(INDEX($C:$C,))), \"\", 'PWS Records (System Entry)'!$D$4)","v":"LA1079001"},{"$f":"IF(AND(ISBLANK(INDEX($G:$G,)), ISBLANK(INDEX($C:$C,))), \"\", 'PWS Records (System Entry)'!$D$3)","v":"City of Alexandria Water System"},"1105 JIM MEYER DR BLDG 4107-A","ALEXANDRIA","LA",71303,10715980,31.326777700000001,-92.525300799999997,null,"Unknown","Not Applicable","Don't Know",null,null,null,"Unknown","Not Applicable",null,null,"Lead Status Unknown"]
[{"$f":"IF(AND(ISBLANK(INDEX($G:$G,)), ISBLANK(INDEX($C:$C,))), \"\", 'PWS Records (System Entry)'!$D$4)","v":"LA1079001"},{"$f":"IF(AND(ISBLANK(INDEX($G:$G,)), ISBLANK(INDEX($C:$C,))), \"\", 'PWS Records (System Entry)'!$D$3)","v":"City of Alexandria Water System"},"1328 AUTUMN ORCHARD LOOP","ALEXANDRIA","LA",71303,10715981,31.345039,-92.508969500000006,null,"Non-Lead - Plastic","Installation Date after Lead Ban","Don't Know",null,null,null,"Non-Lead - Plastic","Installation Date after Lead Ban",null,null,"Non-Lead"]
[{"$f":"IF(AND(ISBLANK(INDEX($G:$G,)), ISBLANK(INDEX($C:$C,))), \"\", 'PWS Records (System Entry)'!$D$4)","v":"LA1079001"},{"$f":"IF(AND(ISBLANK(INDEX($G:$G,)), ISBLANK(INDEX($C:$C,))), \"\", 'PWS Records (System Entry)'!$D$3)","v":"City of Alexandria Water System"},"2813 GARY ST","ALEXANDRIA","LA",71303,10715982,31.285102699999999,-92.456104999999994,null,"Unknown","Not Applicable","Don't Know",null,null,null,"Unknown","Not Applicable",null,null,"Lead Status Unknown"]
[{"$f":"IF(AND(ISBLANK(INDEX($G:$G,)), ISBLANK(INDEX($C:$C,))), \"\", 'PWS Records (System Entry)'!$D$4)","v":"LA1079001"},{"$f":"IF(AND(ISBLANK(INDEX($G:$G,)), ISBLANK(INDEX($C:$C,))), \"\", 'PWS Records (System Entry)'!$D$3)","v":"City of Alexandria Water System"},"1105 JIM MEYER DR BLDG 4107-B","ALEXANDRIA","LA",71303,10715983,31.326777700000001,-92.525300799999997,null,"Unknown","Not Applicable","Don't Know",null,null,null,"Unknown","Not Applicable",null,null,"Lead Status Unknown"]
[{"$f":"IF(AND(ISBLANK(INDEX($G:$G,)), ISBLANK(INDEX($C:$C,))), \"\", 'PWS Records (System Entry)'!$D$4)","v":"LA1079001"},{"$f":"IF(AND(ISBLANK(INDEX($G:$G,)), ISBLANK(INDEX($C:$C,))), \"\", 'PWS Records (System Entry)'!$D$3)","v":"City of Alexandria Water System"},"1328 ELIZABETH ST","ALEXANDRIA","LA",71303,10715984,31.270630400000002,-92.482529400000004,null,"Unknown","Not Applicable","Don't Know",null,null,null,"Unknown","Not Applicable",null,null,"Lead Status Unknown"]
[{"$f":"IF(AND(ISBLANK(INDEX($G:$G,)), ISBLANK(INDEX($C:$C,))), \"\", 'PWS Records (System Entry)'!$D$4)","v":"LA1079001"},{"$f":"IF(AND(ISBLANK(INDEX($G:$G,)), ISBLANK(INDEX($C:$C,))), \"\", 'PWS Records (System Entry)'!$D$3)","v":"City of Alexandria Water System"},"2813 HYNSON ST","ALEXANDRIA","LA",71303,10715985,31.3053633,-92.473575400000001,null,"Unknown","Not Applicable","Don't Know",null,null,null,"Unknown","Not Applicable",null,null,"Lead Status Unknown"]
[{"$f":"IF(AND(ISBLANK(INDEX($G:$G,)), ISBLANK(INDEX($C:$C,))), \"\", 'PWS Records (System Entry)'!$D$4)","v":"LA1079001"},{"$f":"IF(AND(ISBLANK(INDEX($G:$G,)), ISBLANK(INDEX($C:$C,))), \"\", 'PWS Records (System Entry)'!$D$3)","v":"City of Alexandria Water System"},"1105 NORMAN ST APT A","ALEXANDRIA","LA",71303,10715986,31.326075299999999,-92.524963499999998,null,"Unknown","Not Applicable","Don't Know",null,null,null,"Unknown","Not Applicable",null,null,"Lead Status Unknown"]
[{"$f":"IF(AND(ISBLANK(INDEX($G:$G,)), ISBLANK(INDEX($C:$C,))), \"\", 'PWS Records (System Entry)'!$D$4)","v":"LA1079001"},{"$f":"IF(AND(ISBLANK(INDEX($G:$G,)), ISBLANK(INDEX($C:$C,))), \"\", 'PWS Records (System Entry)'!$D$3)","v":"City of Alexandria Water System"},"1328 ENTERPRISE RD","ALEXANDRIA","LA",71303,10715987,31.3217058,-92.469544999999997,null,"Unknown","Not Applicable","Don't Know",null,null,null,"Unknown","Not Applicable",null,null,"Lead Status Unknown"]
[{"$f":"IF(AND(ISBLANK(INDEX($G:$G,)), ISBLANK(INDEX($C:$C,))), \"\", 'PWS Records (System Entry)'!$D$4)","v":"LA1079001"},{"$f":"IF(AND(ISBLANK(INDEX($G:$G,)), ISBLANK(INDEX($C:$C,))), \"\", 'PWS Records (System Entry)'!$D$3)","v":"City of Alexandria Water System"},"1105 NORMAN ST APT B","ALEXANDRIA","LA",71303,10715988,31.326075299999999,-92.524963499999998,null,"Unknown","Not Applicable","Don't Know",null,null,null,"Unknown","Not Applicable",null,null,"Lead Status Unknown"]
[{"$f":"IF(AND(ISBLANK(INDEX($G:$G,)), ISBLANK(INDEX($C:$C,))), \"\", 'PWS Records (System Entry)'!$D$4)","v":"LA1079001"},{"$f":"IF(AND(ISBLANK(INDEX($G:$G,)), ISBLANK(INDEX($C:$C,))), \"\", 'PWS Records (System Entry)'!$D$3)","v":"City of Alexandria Water System"},"2813 S MACARTHUR DR","ALEXANDRIA","LA",71303,10715989,31.268688699999998,-92.458435399999999,null,"Unknown","Not Applicable","Don't Know",null,null,null,"Unknown","Not Applicable",null,null,"Lead Status Unknown"]
[{"$f":"IF(AND(ISBLANK(INDEX($G:$G,)), ISBLANK(INDEX($C:$C,))), \"\", 'PWS Records (System Entry)'!$D$4)","v":"LA1079001"},{"$f":"IF(AND(ISBLANK(INDEX($G:$G,)), ISBLANK(INDEX($C:$C,))), \"\", 'PWS Records (System Entry)'!$D$3)","v":"City of Alexandria Water System"},"1329 AUTUMN ORCHARD LOOP","ALEXANDRIA","LA",71303,10715990,31.3452308,-92.509282499999998,null,"Non-Lead - Plastic","Installation Date after Lead Ban","Don't Know",null,null,null,"Non-Lead - Plastic","Installation Date after Lead Ban",null,null,"Non-Lead"]
[{"$f":"IF(AND(ISBLANK(INDEX($G:$G,)), ISBLANK(INDEX($C:$C,))), \"\", 'PWS Records (System Entry)'!$D$4)","v":"LA1079001"},{"$f":"IF(AND(ISBLANK(INDEX($G:$G,)), ISBLANK(INDEX($C:$C,))), \"\", 'PWS Records (System Entry)'!$D$3)","v":"City of Alexandria Water System"},"1105 OLA ST","ALEXANDRIA","LA",71303,10715991,31.268900899999998,-92.488464100000002,null,"Unknown","Not Applicable","Don't Know",null,null,null,"Unknown","Not Applicable",null,null,"Lead Status Unknown"]
[{"$f":"IF(AND(ISBLANK(INDEX($G:$G,)), ISBLANK(INDEX($C:$C,))), \"\", 'PWS Records (System Entry)'!$D$4)","v":"LA1079001"},{"$f":"IF(AND(ISBLANK(INDEX($G:$G,)), ISBLANK(INDEX($C:$C,))), \"\", 'PWS Records (System Entry)'!$D$3)","v":"City of Alexandria Water System"},"2813 SUMMERWOOD LN","ALEXANDRIA","LA",71303,10715993,31.3161238,-92.478779500000002,null,"Non-Lead - Plastic","Installation Date after Lead Ban","Don't Know",null,null,null,"Non-Lead - Plastic","Installation Date after Lead Ban",null,null,"Non-Lead"]
[{"$f":"IF(AND(ISBLANK(INDEX($G:$G,)), ISBLANK(INDEX($C:$C,))), \"\", 'PWS Records (System Entry)'!$D$4)","v":"LA1079001"},{"$f":"IF(AND(ISBLANK(INDEX($G:$G,)), ISBLANK(INDEX($C:$C,))), \"\", 'PWS Records (System Entry)'!$D$3)","v":"City of Alexandria Water System"},"1329 BILLY MITCHELL BLVD BLDG 122","ALEXANDRIA","LA",71303,10715992,31.321904799999999,-92.540112199999996,null,"Unknown","Not Applicable","Don't Know",null,null,null,"Unknown","Not Applicable",null,null,"Lead Status Unknown"]
[{"$f":"IF(AND(ISBLANK(INDEX($G:$G,)), ISBLANK(INDEX($C:$C,))), \"\", 'PWS Records (System Entry)'!$D$4)","v":"LA1079001"},{"$f":"IF(AND(ISBLANK(INDEX($G:$G,)), ISBLANK(INDEX($C:$C,))), \"\", 'PWS Records (System Entry)'!$D$3)","v":"City of Alexandria Water System"},"1105 TEXAS AVE","ALEXANDRIA","LA",71303,10715994,31.2918913,-92.474002299999995,null,"Unknown","Not Applicable","Don't Know",null,null,null,"Unknown","Not Applicable",null,null,"Lead Status Unknown"]
[{"$f":"IF(AND(ISBLANK(INDEX($G:$G,)), ISBLANK(INDEX($C:$C,))), \"\", 'PWS Records (System Entry)'!$D$4)","v":"LA1079001"},{"$f":"IF(AND(ISBLANK(INDEX($G:$G,)), ISBLANK(INDEX($C:$C,))), \"\", 'PWS Records (System Entry)'!$D$3)","v":"City of Alexandria Water System"},"133 LONGFELLOW DR","ALEXANDRIA","LA",71303,10715995,31.290843599999999,-92.411849599999996,null,"Unknown","Not Applicable","Don't Know",null,null,null,"Unknown","Not Applicable",null,null,"Lead Status Unknown"]
[{"$f":"IF(AND(ISBLANK(INDEX($G:$G,)), ISBLANK(INDEX($C:$C,))), \"\", 'PWS Records (System Entry)'!$D$4)","v":"LA1079001"},{"$f":"IF(AND(ISBLANK(INDEX($G:$G,)), ISBLANK(INDEX($C:$C,))), \"\", 'PWS Records (System Entry)'!$D$3)","v":"City of Alexandria Water System"},"2813 WISE ST","ALEXANDRIA","LA",71303,10715996,31.286897799999998,-92.448062800000002,null,"Unknown","Not Applicable","Don't Know",null,null,null,"Unknown","Not Applicable",null,null,"Lead Status Unknown"]
[{"$f":"IF(AND(ISBLANK(INDEX($G:$G,)), ISBLANK(INDEX($C:$C,))), \"\", 'PWS Records (System Entry)'!$D$4)","v":"LA1079001"},{"$f":"IF(AND(ISBLANK(INDEX($G:$G,)), ISBLANK(INDEX($C:$C,))), \"\", 'PWS Records (System Entry)'!$D$3)","v":"City of Alexandria Water System"},"1105 W POINTE BLVD","ALEXANDRIA","LA",71303,10715997,31.261126000000001,-92.492456000000004,null,"Non-Lead - Plastic","Installation Date after Lead Ban","Don't Know",null,null,null,"Non-Lead - Plastic","Installation Date after Lead Ban",null,null,"Non-Lead"]
[{"$f":"IF(AND(ISBLANK(INDEX($G:$G,)), ISBLANK(INDEX($C:$C,))), \"\", 'PWS Records (System Entry)'!$D$4)","v":"LA1079001"},{"$f":"IF(AND(ISBLANK(INDEX($G:$G,)), ISBLANK(INDEX($C:$C,))), \"\", 'PWS Records (System Entry)'!$D$3)","v":"City of Alexandria Water System"},"1105 W POINTE BLVD","ALEXANDRIA","LA",71303,10715999,31.261126000000001,-92.492456000000004,null,"Non-Lead - Plastic","Installation Date after Lead Ban","Don't Know",null,null,null,"Non-Lead - Plastic","Installation Date after Lead Ban",null,null,"Non-Lead"]
[{"$f":"IF(AND(ISBLANK(INDEX($G:$G,)), ISBLANK(INDEX($C:$C,))), \"\", 'PWS Records (System Entry)'!$D$4)","v":"LA1079001"},{"$f":"IF(AND(ISBLANK(INDEX($G:$G,)), ISBLANK(INDEX($C:$C,))), \"\", 'PWS Records (System Entry)'!$D$3)","v":"City of Alexandria Water System"},"133 ST ANDREWS DR","ALEXANDRIA","LA",71303,10715998,31.299873000000002,-92.544083999999998,null,"Non-Lead - Other","Installation Record (for example, tap card)","Don't Know",null,null,null,"Non-Lead - Other","Installation Record (for example, tap card)",null,null,"Non-Lead"]
[{"$f":"IF(AND(ISBLANK(INDEX($G:$G,)), ISBLANK(INDEX($C:$C,))), \"\", 'PWS Records (System Entry)'!$D$4)","v":"LA1079001"},{"$f":"IF(AND(ISBLANK(INDEX($G:$G,)), ISBLANK(INDEX($C:$C,))), \"\", 'PWS Records (System Entry)'!$D$3)","v":"City of Alexandria Water System"},"133 ST ANDREWS DR","ALEXANDRIA","LA",71303,10716000,31.299873000000002,-92.544083999999998,null,"Non-Lead - Other","Installation Record (for example, tap card)","Don't Know",null,null,null,"Non-Lead - Other","Installation Record (for example, tap card)",null,null,"Non-Lead"]
[{"$f":"IF(AND(ISBLANK(INDEX($G:$G,)), ISBLANK(INDEX($C:$C,))), \"\", 'PWS Records (System Entry)'!$D$4)","v":"LA1079001"},{"$f":"IF(AND(ISBLANK(INDEX($G:$G,)), ISBLANK(INDEX($C:$C,))), \"\", 'PWS Records (System Entry)'!$D$3)","v":"City of Alexandria Water System"},"2813 WOODLAWN DR","ALEXANDRIA","LA",71303,10716001,31.318230400000001,-92.481879599999999,null,"Unknown","Not Applicable","Don't Know",null,null,null,"Unknown","Not Applicable",null,null,"Lead Status Unknown"]
[{"$f":"IF(AND(ISBLANK(INDEX($G:$G,)), ISBLANK(INDEX($C:$C,))), \"\", 'PWS Records (System Entry)'!$D$4)","v":"LA1079001"},{"$f":"IF(AND(ISBLANK(INDEX($G:$G,)), ISBLANK(INDEX($C:$C,))), \"\", 'PWS Records (System Entry)'!$D$3)","v":"City of Alexandria Water System"},"1106 BROOKS BLVD","ALEXANDRIA","LA",71303,10716002,31.3042573,-92.514753400000004,null,"Non-Lead - Other","Installation Record (for example, tap card)","Don't Know",null,null,null,"Non-Lead - Other","Installation Record (for example, tap card)",null,null,{"$f":"IF(AND(INDEX($K:$K,)=\"\", INDEX($L:$L,)=\"\", INDEX($M:$M,)=\"\", INDEX($Q:$Q,)=\"\", INDEX($R:$R,)=\"\"), \"\", IF(OR(INDEX($K:$K,)=\"Lead\",INDEX($Q:$Q,)=\"Lead\"),\"Lead\",IF(OR(AND(OR(INDEX($M:$M,)=\"Yes\", INDEX($M:$M,)=\"Don't Know\", INDEX($M:$M,)=\"\"), INDEX($Q:$Q,)=\"Galvanized Iron/Steel\"), AND(INDEX($K:$K,)=\"Unknown\", INDEX($M:$M,)=\"No\", INDEX($Q:$Q,)=\"Galvanized Iron/Steel\")), \"Galvanized Requiring Replacement\", IF(OR(AND(OR(INDEX($K:$K,)=\"Galvanized Iron/Steel\", INDEX($K:$K,)=\"Non-Lead - Copper\", INDEX($K:$K,)=\"Non-Lead - Plastic\", INDEX($K:$K,)=\"Non-Lead - Other\", INDEX($K:$K,)=\"Non-Lead - Material Unknown\", INDEX($K:$K,)=\"No System Owned Portion\"), OR(INDEX($Q:$Q,)=\"Galvanized Iron/Steel\", INDEX($Q:$Q,)=\"Non-Lead - Copper\", INDEX($Q:$Q,)=\"Non-Lead - Plastic\", INDEX($Q:$Q,)=\"Non-Lead - Other\", INDEX($Q:$Q,)=\"Non-Lead - Predictive Model\", INDEX($Q:$Q,)=\"No Customer Owned Portion\")), AND(OR( INDEX($K:$K,)=\"Galvanized Iron/Steel\", INDEX($K:$K,)=\"Non-Lead - Copper\", INDEX($K:$K,)=\"Non-Lead - Plastic\", INDEX($K:$K,)=\"Non-Lead - Other\", INDEX($K:$K,)=\"Non-Lead - Material Unknown\", INDEX($K:$K,)=\"No System Owned Portion\"), INDEX($M:$M,)=\"No\", INDEX($Q:$Q,)=\"Non-Lead - Material Unknown\")), \"Non-Lead\", \"Lead Status Unknown\"))))","v":"Non-Lead"}]
[{"$f":"IF(AND(ISBLANK(INDEX($G:$G,)), ISBLANK(INDEX($C:$C,))), \"\", 'PWS Records (System Entry)'!$D$4)","v":"LA1079001"},{"$f":"IF(AND(ISBLANK(INDEX($G:$G,)), ISBLANK(INDEX($C:$C,))), \"\", 'PWS Records (System Entry)'!$D$3)","v":"City of Alexandria Water System"},"133 WOODS EDGE DR","ALEXANDRIA","LA",71303,10716003,31.264052,-92.498253000000005,null,"Non-Lead - Other","Installation Record (for example, tap card)","Don't Know",null,null,null,"Non-Lead - Other","Installation Record (for example, tap card)",null,null,"Non-Lead"]
[{"$f":"IF(AND(ISBLANK(INDEX($G:$G,)), ISBLANK(INDEX($C:$C,))), \"\", 'PWS Records (System Entry)'!$D$4)","v":"LA1079001"},{"$f":"IF(AND(ISBLANK(INDEX($G:$G,)), ISBLANK(INDEX($C:$C,))), \"\", 'PWS Records (System Entry)'!$D$3)","v":"City of Alexandria Water System"},"2814 DARBY ST","ALEXANDRIA","LA",71303,10716004,31.2987833,-92.471539300000003,null,"Unknown","Not Applicable","Don't Know",null,null,null,"Unknown","Not Applicable",null,null,"Lead Status Unknown"]
[{"$f":"IF(AND(ISBLANK(INDEX($G:$G,)), ISBLANK(INDEX($C:$C,))), \"\", 'PWS Records (System Entry)'!$D$4)","v":"LA1079001"},{"$f":"IF(AND(ISBLANK(INDEX($G:$G,)), ISBLANK(INDEX($C:$C,))), \"\", 'PWS Records (System Entry)'!$D$3)","v":"City of Alexandria Water System"},"1106 HEYMAN LN","ALEXANDRIA","LA",71303,10716005,31.288696399999999,-92.483055100000001,null,"Non-Lead - Other","Installation Record (for example, tap card)","Don't Know",null,null,null,"Non-Lead - Other","Installation Record (for example, tap card)",null,null,"Non-Lead"]
[{"$f":"IF(AND(ISBLANK(INDEX($G:$G,)), ISBLANK(INDEX($C:$C,))), \"\", 'PWS Records (System Entry)'!$D$4)","v":"LA1079001"},{"$f":"IF(AND(ISBLANK(INDEX($G:$G,)), ISBLANK(INDEX($C:$C,))), \"\", 'PWS Records (System Entry)'!$D$3)","v":"City of Alexandria Water System"},"1106 HEYMAN LN","ALEXANDRIA","LA",71303,10716008,31.288696399999999,-92.483055100000001,null,"Non-Lead - Other","Installation Record (for example, tap card)","Don't Know",null,null,null,"Non-Lead - Other","Installation Record (for example, tap card)",null,null,"Non-Lead"]
[{"$f":"IF(AND(ISBLANK(INDEX($G:$G,)), ISBLANK(INDEX($C:$C,))), \"\", 'PWS Records (System Entry)'!$D$4)","v":"LA1079001"},{"$f":"IF(AND(ISBLANK(INDEX($G:$G,)), ISBLANK(INDEX($C:$C,))), \"\", 'PWS Records (System Entry)'!$D$3)","v":"City of Alexandria Water System"},"1330 3RD ST","ALEXANDRIA","LA",71303,10716006,31.309441199999998,-92.442462899999995,null,"Unknown","Not Applicable","Don't Know",null,null,null,"Unknown","Not Applicable",null,null,"Lead Status Unknown"]
[{"$f":"IF(AND(ISBLANK(INDEX($G:$G,)), ISBLANK(INDEX($C:$C,))), \"\", 'PWS Records (System Entry)'!$D$4)","v":"LA1079001"},{"$f":"IF(AND(ISBLANK(INDEX($G:$G,)), ISBLANK(INDEX($C:$C,))), \"\", 'PWS Records (System Entry)'!$D$3)","v":"City of Alexandria Water System"},"2814 PERSHING ST","ALEXANDRIA","LA",71303,10716007,31.297115999999999,-92.470765999999998,null,"Unknown","Not Applicable","Don't Know",null,null,null,"Unknown","Not Applicable",null,null,"Lead Status Unknown"]
[{"$f":"IF(AND(ISBLANK(INDEX($G:$G,)), ISBLANK(INDEX($C:$C,))), \"\", 'PWS Records (System Entry)'!$D$4)","v":"LA1079001"},{"$f":"IF(AND(ISBLANK(INDEX($G:$G,)), ISBLANK(INDEX($C:$C,))), \"\", 'PWS Records (System Entry)'!$D$3)","v":"City of Alexandria Water System"},"1330 CHARLTON ST","ALEXANDRIA","LA",71303,10716009,31.285889300000001,-92.472818399999994,null,"Unknown","Not Applicable","Don't Know",null,null,null,"Unknown","Not Applicable",null,null,"Lead Status Unknown"]
[{"$f":"IF(AND(ISBLANK(INDEX($G:$G,)), ISBLANK(INDEX($C:$C,))), \"\", 'PWS Records (System Entry)'!$D$4)","v":"LA1079001"},{"$f":"IF(AND(ISBLANK(INDEX($G:$G,)), ISBLANK(INDEX($C:$C,))), \"\", 'PWS Records (System Entry)'!$D$3)","v":"City of Alexandria Water System"},"1106 JIM MEYER DR BLDG 4202-A","ALEXANDRIA","LA",71303,10716010,31.321442000000001,-92.524548999999993,null,"Unknown","Not Applicable","Don't Know",null,null,null,"Unknown","Not Applicable",null,null,"Lead Status Unknown"]
[{"$f":"IF(AND(ISBLANK(INDEX($G:$G,)), ISBLANK(INDEX($C:$C,))), \"\", 'PWS Records (System Entry)'!$D$4)","v":"LA1079001"},{"$f":"IF(AND(ISBLANK(INDEX($G:$G,)), ISBLANK(INDEX($C:$C,))), \"\", 'PWS Records (System Entry)'!$D$3)","v":"City of Alexandria Water System"},"2814 SABINE DR","ALEXANDRIA","LA",71303,10716011,31.3173709,-92.4818164,null,"Unknown","Not Applicable","Don't Know",null,null,null,"Unknown","Not Applicable",null,null,"Lead Status Unknown"]
[{"$f":"IF(AND(ISBLANK(INDEX($G:$G,)), ISBLANK(INDEX($C:$C,))), \"\", 'PWS Records (System Entry)'!$D$4)","v":"LA1079001"},{"$f":"IF(AND(ISBLANK(INDEX($G:$G,)), ISBLANK(INDEX($C:$C,))), \"\", 'PWS Records (System Entry)'!$D$3)","v":"City of Alexandria Water System"},"1330 CHESTER ST","ALEXANDRIA","LA",71303,10716012,31.296529,-92.4576548,null,"Unknown","Not Applicable","Don't Know",null,null,null,"Unknown","Not Applicable",null,null,"Lead Status Unknown"]
[{"$f":"IF(AND(ISBLANK(INDEX($G:$G,)), ISBLANK(INDEX($C:$C,))), \"\", 'PWS Records (System Entry)'!$D$4)","v":"LA1079001"},{"$f":"IF(AND(ISBLANK(INDEX($G:$G,)), ISBLANK(INDEX($C:$C,))), \"\", 'PWS Records (System Entry)'!$D$3)","v":"City of Alexandria Water System"},"1106 JIM MEYER DR BLDG 4202-B","ALEXANDRIA","LA",71301,10716013,31.321442000000001,-92.524548999999993,null,"Unknown","Not Applicable","Don't Know",null,null,null,"Unknown","Not Applicable",null,null,"Lead Status Unknown"]
[{"$f":"IF(AND(ISBLANK(INDEX($G:$G,)), ISBLANK(INDEX($C:$C,))), \"\", 'PWS Records (System Entry)'!$D$4)","v":"LA1079001"},{"$f":"IF(AND(ISBLANK(INDEX($G:$G,)), ISBLANK(INDEX($C:$C,))), \"\", 'PWS Records (System Entry)'!$D$3)","v":"City of Alexandria Water System"},"1330 ELLIOTT ST","ALEXANDRIA","LA",71303,10716014,31.308107,-92.454215300000001,null,"Unknown","Not Applicable","Don't Know",null,null,null,"Unknown","Not Applicable",null,null,"Lead Status Unknown"]
[{"$f":"IF(AND(ISBLANK(INDEX($G:$G,)), ISBLANK(INDEX($C:$C,))), \"\", 'PWS Records (System Entry)'!$D$4)","v":"LA1079001"},{"$f":"IF(AND(ISBLANK(INDEX($G:$G,)), ISBLANK(INDEX($C:$C,))), \"\", 'PWS Records (System Entry)'!$D$3)","v":"City of Alexandria Water System"},"2814 WOODLAWN DR","ALEXANDRIA","LA",71303,10716015,31.318216700000001,-92.482016999999999,null,"Unknown","Not Applicable","Don't Know",null,null,null,"Unknown","Not Applicable",null,null,"Lead Status Unknown"]
[{"$f":"IF(AND(ISBLANK(INDEX($G:$G,)), ISBLANK(INDEX($C:$C,))), \"\", 'PWS Records (System Entry)'!$D$4)","v":"LA1079001"},{"$f":"IF(AND(ISBLANK(INDEX($G:$G,)), ISBLANK(INDEX($C:$C,))), \"\", 'PWS Records (System Entry)'!$D$3)","v":"City of Alexandria Water System"},"1106 MACARTHUR DR","ALEXANDRIA","LA",71303,10716016,31.2904695,-92.476941699999998,null,"Unknown","Not Applicable","Don't Know",null,null,null,"Unknown","Not Applicable",null,null,"Lead Status Unknown"]
[{"$f":"IF(AND(ISBLANK(INDEX($G:$G,)), ISBLANK(INDEX($C:$C,))), \"\", 'PWS Records (System Entry)'!$D$4)","v":"LA1079001"},{"$f":"IF(AND(ISBLANK(INDEX($G:$G,)), ISBLANK(INDEX($C:$C,))), \"\", 'PWS Records (System Entry)'!$D$3)","v":"City of Alexandria Water System"},"1330 JACKSON ST","ALEXANDRIA","LA",71303,10716017,31.306296799999998,-92.452826400000006,null,"Unknown","Not Applicable","Don't Know",null,null,null,"Unknown","Not Applicable",null,null,"Lead Status Unknown"]
[{"$f":"IF(AND(ISBLANK(INDEX($G:$G,)), ISBLANK(INDEX($C:$C,))), \"\", 'PWS Records (System Entry)'!$D$4)","v":"LA1079001"},{"$f":"IF(AND(ISBLANK(INDEX($G:$G,)), ISBLANK(INDEX($C:$C,))), \"\", 'PWS Records (System Entry)'!$D$3)","v":"City of Alexandria Water System"},"2815 3RD ST","ALEXANDRIA","LA",71303,10716019,31.299409699999998,-92.429382399999994,null,"Unknown","Not Applicable","Don't Know",null,null,null,"Unknown","Not Applicable",null,null,"Lead Status Unknown"]
[{"$f":"IF(AND(ISBLANK(INDEX($G:$G,)), ISBLANK(INDEX($C:$C,))), \"\", 'PWS Records (System Entry)'!$D$4)","v":"LA1079001"},{"$f":"IF(AND(ISBLANK(INDEX($G:$G,)), ISBLANK(INDEX($C:$C,))), \"\", 'PWS Records (System Entry)'!$D$3)","v":"City of Alexandria Water System"},"1106 PAPIN ST","ALEXANDRIA","LA",71303,10716018,31.290436,-92.430262600000006,null,"Unknown","Not Applicable","Don't Know",null,null,null,"Unknown","Not Applicable",null,null,"Lead Status Unknown"]
[{"$f":"IF(AND(ISBLANK(INDEX($G:$G,)), ISBLANK(INDEX($C:$C,))), \"\", 'PWS Records (System Entry)'!$D$4)","v":"LA1079001"},{"$f":"IF(AND(ISBLANK(INDEX($G:$G,)), ISBLANK(INDEX($C:$C,))), \"\", 'PWS Records (System Entry)'!$D$3)","v":"City of Alexandria Water System"},"1330 JACKSON ST STE B","ALEXANDRIA","LA",71303,10716020,31.306296799999998,-92.452826400000006,null,"Unknown","Not Applicable","Don't Know",null,null,null,"Unknown","Not Applicable",null,null,"Lead Status Unknown"]
[{"$f":"IF(AND(ISBLANK(INDEX($G:$G,)), ISBLANK(INDEX($C:$C,))), \"\", 'PWS Records (System Entry)'!$D$4)","v":"LA1079001"},{"$f":"IF(AND(ISBLANK(INDEX($G:$G,)), ISBLANK(INDEX($C:$C,))), \"\", 'PWS Records (System Entry)'!$D$3)","v":"City of Alexandria Water System"},"1106 ROYCE DR BLDG 3618","ALEXANDRIA","LA",71303,10716021,31.317450300000001,-92.523153500000006,null,"Unknown","Not Applicable","Don't Know",null,null,null,"Unknown","Not Applicable",null,null,"Lead Status Unknown"]
[{"$f":"IF(AND(ISBLANK(INDEX($G:$G,)), ISBLANK(INDEX($C:$C,))), \"\", 'PWS Records (System Entry)'!$D$4)","v":"LA1079001"},{"$f":"IF(AND(ISBLANK(INDEX($G:$G,)), ISBLANK(INDEX($C:$C,))), \"\", 'PWS Records (System Entry)'!$D$3)","v":"City of Alexandria Water System"},"2815 DARBY ST","ALEXANDRIA","LA",71303,10716022,31.298765499999998,-92.471395599999994,null,"Unknown","Not Applicable","Don't Know",null,null,null,"Unknown","Not Applicable",null,null,"Lead Status Unknown"]
[{"$f":"IF(AND(ISBLANK(INDEX($G:$G,)), ISBLANK(INDEX($C:$C,))), \"\", 'PWS Records (System Entry)'!$D$4)","v":"LA1079001"},{"$f":"IF(AND(ISBLANK(INDEX($G:$G,)), ISBLANK(INDEX($C:$C,))), \"\", 'PWS Records (System Entry)'!$D$3)","v":"City of Alexandria Water System"},"1330 MURRAY ST","ALEXANDRIA","LA",71303,10716023,31.305263400000001,-92.451589499999997,null,"Unknown","Not Applicable","Don't Know",null,null,null,"Unknown","Not Applicable",null,null,"Lead Status Unknown"]
[{"$f":"IF(AND(ISBLANK(INDEX($G:$G,)), ISBLANK(INDEX($C:$C,))), \"\", 'PWS Records (System Entry)'!$D$4)","v":"LA1079001"},{"$f":"IF(AND(ISBLANK(INDEX($G:$G,)), ISBLANK(INDEX($C:$C,))), \"\", 'PWS Records (System Entry)'!$D$3)","v":"City of Alexandria Water System"},"1106 TEXAS AVE","ALEXANDRIA","LA",71303,10716024,31.291809900000001,-92.474028599999997,null,"Unknown","Not Applicable","Don't Know",null,null,null,"Unknown","Not Applicable",null,null,"Lead Status Unknown"]
[{"$f":"IF(AND(ISBLANK(INDEX($G:$G,)), ISBLANK(INDEX($C:$C,))), \"\", 'PWS Records (System Entry)'!$D$4)","v":"LA1079001"},{"$f":"IF(AND(ISBLANK(INDEX($G:$G,)), ISBLANK(INDEX($C:$C,))), \"\", 'PWS Records (System Entry)'!$D$3)","v":"City of Alexandria Water System"},"2815 DAWKINS ST","ALEXANDRIA","LA",71303,10716025,31.293849099999999,-92.468142499999999,null,"Unknown","Not Applicable","Don't Know",null,null,null,"Unknown","Not Applicable",null,null,"Lead Status Unknown"]
[{"$f":"IF(AND(ISBLANK(INDEX($G:$G,)), ISBLANK(INDEX($C:$C,))), \"\", 'PWS Records (System Entry)'!$D$4)","v":"LA1079001"},{"$f":"IF(AND(ISBLANK(INDEX($G:$G,)), ISBLANK(INDEX($C:$C,))), \"\", 'PWS Records (System Entry)'!$D$3)","v":"City of Alexandria Water System"},"1330 RAPIDES AVE","ALEXANDRIA","LA",71303,10716026,31.3117597,-92.458643499999994,null,"Unknown","Not Applicable","Don't Know",null,null,null,"Unknown","Not Applicable",null,null,"Lead Status Unknown"]
[{"$f":"IF(AND(ISBLANK(INDEX($G:$G,)), ISBLANK(INDEX($C:$C,))), \"\", 'PWS Records (System Entry)'!$D$4)","v":"LA1079001"},{"$f":"IF(AND(ISBLANK(INDEX($G:$G,)), ISBLANK(INDEX($C:$C,))), \"\", 'PWS Records (System Entry)'!$D$3)","v":"City of Alexandria Water System"},"1106 W SHORE DR","ALEXANDRIA","LA",71301,10716027,31.259815199999998,-92.493343600000003,null,"Non-Lead - Other","Installation Record (for example, tap card)","Don't Know",null,null,null,"Non-Lead - Other","Installation Record (for example, tap card)",null,null,"Non-Lead"]
[{"$f":"IF(AND(ISBLANK(INDEX($G:$G,)), ISBLANK(INDEX($C:$C,))), \"\", 'PWS Records (System Entry)'!$D$4)","v":"LA1079001"},{"$f":"IF(AND(ISBLANK(INDEX($G:$G,)), ISBLANK(INDEX($C:$C,))), \"\", 'PWS Records (System Entry)'!$D$3)","v":"City of Alexandria Water System"},"1331 MACARTHUR DR","ALEXANDRIA","LA",71301,10716028,31.286154499999999,-92.474388899999994,null,"Unknown","Not Applicable","Don't Know",null,null,null,"Unknown","Not Applicable",null,null,"Lead Status Unknown"]
[{"$f":"IF(AND(ISBLANK(INDEX($G:$G,)), ISBLANK(INDEX($C:$C,))), \"\", 'PWS Records (System Entry)'!$D$4)","v":"LA1079001"},{"$f":"IF(AND(ISBLANK(INDEX($G:$G,)), ISBLANK(INDEX($C:$C,))), \"\", 'PWS Records (System Entry)'!$D$3)","v":"City of Alexandria Water System"},"1106 YOIST ST","ALEXANDRIA","LA",71303,10716029,31.319258099999999,-92.4639363,null,"Unknown","Not Applicable","Don't Know",null,null,null,"Unknown","Not Applicable",null,null,"Lead Status Unknown"]
[{"$f":"IF(AND(ISBLANK(INDEX($G:$G,)), ISBLANK(INDEX($C:$C,))), \"\", 'PWS Records (System Entry)'!$D$4)","v":"LA1079001"},{"$f":"IF(AND(ISBLANK(INDEX($G:$G,)), ISBLANK(INDEX($C:$C,))), \"\", 'PWS Records (System Entry)'!$D$3)","v":"City of Alexandria Water System"},"2815 GARY ST UNIT A","ALEXANDRIA","LA",71303,10716030,31.284935699999998,-92.456077500000006,null,"Unknown","Not Applicable","Don't Know",null,null,null,"Unknown","Not Applicable",null,null,"Lead Status Unknown"]
[{"$f":"IF(AND(ISBLANK(INDEX($G:$G,)), ISBLANK(INDEX($C:$C,))), \"\", 'PWS Records (System Entry)'!$D$4)","v":"LA1079001"},{"$f":"IF(AND(ISBLANK(INDEX($G:$G,)), ISBLANK(INDEX($C:$C,))), \"\", 'PWS Records (System Entry)'!$D$3)","v":"City of Alexandria Water System"},"1331 PARK AVE","ALEXANDRIA","LA",71303,10716032,31.308852399999999,-92.455135999999996,null,"Unknown","Not Applicable","Don't Know",null,null,null,"Unknown","Not Applicable",null,null,"Lead Status Unknown"]
[{"$f":"IF(AND(ISBLANK(INDEX($G:$G,)), ISBLANK(INDEX($C:$C,))), \"\", 'PWS Records (System Entry)'!$D$4)","v":"LA1079001"},{"$f":"IF(AND(ISBLANK(INDEX($G:$G,)), ISBLANK(INDEX($C:$C,))), \"\", 'PWS Records (System Entry)'!$D$3)","v":"City of Alexandria Water System"},"2815 GARY ST UNIT B","ALEXANDRIA","LA",71303,10716031,31.284935699999998,-92.456077500000006,null,"Unknown","Not Applicable","Don't Know",null,null,null,"Unknown","Not Applicable",null,null,"Lead Status Unknown"]
[{"$f":"IF(AND(ISBLANK(INDEX($G:$G,)), ISBLANK(INDEX($C:$C,))), \"\", 'PWS Records (System Entry)'!$D$4)","v":"LA1079001"},{"$f":"IF(AND(ISBLANK(INDEX($G:$G,)), ISBLANK(INDEX($C:$C,))), \"\", 'PWS Records (System Entry)'!$D$3)","v":"City of Alexandria Water System"},"1107 BROOKS BLVD","ALEXANDRIA","LA",71303,10716033,31.304253800000001,-92.514810100000005,null,"Non-Lead - Other","Installation Record (for example, tap card)","Don't Know",null,null,null,"Non-Lead - Other","Installation Record (for example, tap card)",null,null,"Non-Lead"]
[{"$f":"IF(AND(ISBLANK(INDEX($G:$G,)), ISBLANK(INDEX($C:$C,))), \"\", 'PWS Records (System Entry)'!$D$4)","v":"LA1079001"},{"$f":"IF(AND(ISBLANK(INDEX($G:$G,)), ISBLANK(INDEX($C:$C,))), \"\", 'PWS Records (System Entry)'!$D$3)","v":"City of Alexandria Water System"},"2815 HILL ST","ALEXANDRIA","LA",71303,10716035,31.292040400000001,-92.466367700000006,null,"Unknown","Not Applicable","Don't Know",null,null,null,"Unknown","Not Applicable",null,null,"Lead Status Unknown"]
[{"$f":"IF(AND(ISBLANK(INDEX($G:$G,)), ISBLANK(INDEX($C:$C,))), \"\", 'PWS Records (System Entry)'!$D$4)","v":"LA1079001"},{"$f":"IF(AND(ISBLANK(INDEX($G:$G,)), ISBLANK(INDEX($C:$C,))), \"\", 'PWS Records (System Entry)'!$D$3)","v":"City of Alexandria Water System"},"1332 BONAIRE TRCE","ALEXANDRIA","LA",71303,10716034,31.307196999999999,-92.485865000000004,null,"Non-Lead - Other","Installation Record (for example, tap card)","Don't Know",null,null,null,"Non-Lead - Other","Installation Record (for example, tap card)",null,null,"Non-Lead"]
[{"$f":"IF(AND(ISBLANK(INDEX($G:$G,)), ISBLANK(INDEX($C:$C,))), \"\", 'PWS Records (System Entry)'!$D$4)","v":"LA1079001"},{"$f":"IF(AND(ISBLANK(INDEX($G:$G,)), ISBLANK(INDEX($C:$C,))), \"\", 'PWS Records (System Entry)'!$D$3)","v":"City of Alexandria Water System"},"1107 CANTERBURY DR","ALEXANDRIA","LA",71303,10716036,31.2897724,-92.480394899999993,null,"Unknown","Not Applicable","Don't Know",null,null,null,"Unknown","Not Applicable",null,null,"Lead Status Unknown"]
[{"$f":"IF(AND(ISBLANK(INDEX($G:$G,)), ISBLANK(INDEX($C:$C,))), \"\", 'PWS Records (System Entry)'!$D$4)","v":"LA1079001"},{"$f":"IF(AND(ISBLANK(INDEX($G:$G,)), ISBLANK(INDEX($C:$C,))), \"\", 'PWS Records (System Entry)'!$D$3)","v":"City of Alexandria Water System"},"1332 BROADWAY AVE UNIT A","ALEXANDRIA","LA",71303,10716037,31.2934263,-92.437432799999996,null,"Unknown","Not Applicable","Don't Know",null,null,null,"Unknown","Not Applicable",null,null,"Lead Status Unknown"]
[{"$f":"IF(AND(ISBLANK(INDEX($G:$G,)), ISBLANK(INDEX($C:$C,))), \"\", 'PWS Records (System Entry)'!$D$4)","v":"LA1079001"},{"$f":"IF(AND(ISBLANK(INDEX($G:$G,)), ISBLANK(INDEX($C:$C,))), \"\", 'PWS Records (System Entry)'!$D$3)","v":"City of Alexandria Water System"},"2815 MADONNA DR","ALEXANDRIA","LA",71303,10716038,31.295957399999999,-92.470568900000004,null,"Unknown","Not Applicable","Don't Know",null,null,null,"Unknown","Not Applicable",null,null,"Lead Status Unknown"]
[{"$f":"IF(AND(ISBLANK(INDEX($G:$G,)), ISBLANK(INDEX($C:$C,))), \"\", 'PWS Records (System Entry)'!$D$4)","v":"LA1079001"},{"$f":"IF(AND(ISBLANK(INDEX($G:$G,)), ISBLANK(INDEX($C:$C,))), \"\", 'PWS Records (System Entry)'!$D$3)","v":"City of Alexandria Water System"},"1107 FURBY ST","ALEXANDRIA","LA",71303,10716039,31.320012899999998,-92.465036299999994,null,"Unknown","Not Applicable","Don't Know",null,null,null,"Unknown","Not Applicable",null,null,"Lead Status Unknown"]
[{"$f":"IF(AND(ISBLANK(INDEX($G:$G,)), ISBLANK(INDEX($C:$C,))), \"\", 'PWS Records (System Entry)'!$D$4)","v":"LA1079001"},{"$f":"IF(AND(ISBLANK(INDEX($G:$G,)), ISBLANK(INDEX($C:$C,))), \"\", 'PWS Records (System Entry)'!$D$3)","v":"City of Alexandria Water System"},"1332 PARK AVE","ALEXANDRIA","LA",71303,10716040,31.3088926,-92.455172599999997,null,"Non-Lead - Other","Installation Date after Lead Ban","Don't Know",null,null,null,"Non-Lead - Other","Installation Date after Lead Ban",null,null,"Non-Lead"]
[{"$f":"IF(AND(ISBLANK(INDEX($G:$G,)), ISBLANK(INDEX($C:$C,))), \"\", 'PWS Records (System Entry)'!$D$4)","v":"LA1079001"},{"$f":"IF(AND(ISBLANK(INDEX($G:$G,)), ISBLANK(INDEX($C:$C,))), \"\", 'PWS Records (System Entry)'!$D$3)","v":"City of Alexandria Water System"},"2815 PERSHING ST","ALEXANDRIA","LA",71303,10716041,31.296745999999999,-92.470395999999994,null,"Unknown","Not Applicable","Don't Know",null,null,null,"Unknown","Not Applicable",null,null,"Lead Status Unknown"]
[{"$f":"IF(AND(ISBLANK(INDEX($G:$G,)), ISBLANK(INDEX($C:$C,))), \"\", 'PWS Records (System Entry)'!$D$4)","v":"LA1079001"},{"$f":"IF(AND(ISBLANK(INDEX($G:$G,)), ISBLANK(INDEX($C:$C,))), \"\", 'PWS Records (System Entry)'!$D$3)","v":"City of Alexandria Water System"},"1107 GREENBRIAR ST","ALEXANDRIA","LA",71303,10716042,31.292579100000001,-92.470567299999999,null,"Unknown","Not Applicable","Don't Know",null,null,null,"Unknown","Not Applicable",null,null,"Lead Status Unknown"]
[{"$f":"IF(AND(ISBLANK(INDEX($G:$G,)), ISBLANK(INDEX($C:$C,))), \"\", 'PWS Records (System Entry)'!$D$4)","v":"LA1079001"},{"$f":"IF(AND(ISBLANK(INDEX($G:$G,)), ISBLANK(INDEX($C:$C,))), \"\", 'PWS Records (System Entry)'!$D$3)","v":"City of Alexandria Water System"},"1107 GREENBRIAR ST","ALEXANDRIA","LA",71303,10716048,31.292579100000001,-92.470567299999999,null,"Unknown","Not Applicable","Don't Know",null,null,null,"Unknown","Not Applicable",null,null,"Lead Status Unknown"]
[{"$f":"IF(AND(ISBLANK(INDEX($G:$G,)), ISBLANK(INDEX($C:$C,))), \"\", 'PWS Records (System Entry)'!$D$4)","v":"LA1079001"},{"$f":"IF(AND(ISBLANK(INDEX($G:$G,)), ISBLANK(INDEX($C:$C,))), \"\", 'PWS Records (System Entry)'!$D$3)","v":"City of Alexandria Water System"},"1107 GREENBRIAR ST","ALEXANDRIA","LA",71303,10716050,31.292579100000001,-92.470567299999999,null,"Unknown","Not Applicable","Don't Know",null,null,null,"Unknown","Not Applicable",null,null,"Lead Status Unknown"]
[{"$f":"IF(AND(ISBLANK(INDEX($G:$G,)), ISBLANK(INDEX($C:$C,))), \"\", 'PWS Records (System Entry)'!$D$4)","v":"LA1079001"},{"$f":"IF(AND(ISBLANK(INDEX($G:$G,)), ISBLANK(INDEX($C:$C,))), \"\", 'PWS Records (System Entry)'!$D$3)","v":"City of Alexandria Water System"},"1332 VANCE AVE","ALEXANDRIA","LA",71303,10716043,31.295552399999998,-92.448232300000001,null,"Unknown","Not Applicable","Don't Know",null,null,null,"Unknown","Not Applicable",null,null,"Lead Status Unknown"]
[{"$f":"IF(AND(ISBLANK(INDEX($G:$G,)), ISBLANK(INDEX($C:$C,))), \"\", 'PWS Records (System Entry)'!$D$4)","v":"LA1079001"},{"$f":"IF(AND(ISBLANK(INDEX($G:$G,)), ISBLANK(INDEX($C:$C,))), \"\", 'PWS Records (System Entry)'!$D$3)","v":"City of Alexandria Water System"},"2815 SABINE DR","ALEXANDRIA","LA",71303,10716044,31.317369599999999,-92.481703499999995,null,"Unknown","Not Applicable","Don't Know",null,null,null,"Unknown","Not Applicable",null,null,"Lead Status Unknown"]
[{"$f":"IF(AND(ISBLANK(INDEX($G:$G,)), ISBLANK(INDEX($C:$C,))), \"\", 'PWS Records (System Entry)'!$D$4)","v":"LA1079001"},{"$f":"IF(AND(ISBLANK(INDEX($G:$G,)), ISBLANK(INDEX($C:$C,))), \"\", 'PWS Records (System Entry)'!$D$3)","v":"City of Alexandria Water System"},"1332 W TEXAS AVE","ALEXANDRIA","LA",71303,10716045,31.287966900000001,-92.471634899999998,null,"Unknown","Not Applicable","Don't Know",null,null,null,"Unknown","Not Applicable",null,null,"Lead Status Unknown"]
[{"$f":"IF(AND(ISBLANK(INDEX($G:$G,)), ISBLANK(INDEX($C:$C,))), \"\", 'PWS Records (System Entry)'!$D$4)","v":"LA1079001"},{"$f":"IF(AND(ISBLANK(INDEX($G:$G,)), ISBLANK(INDEX($C:$C,))), \"\", 'PWS Records (System Entry)'!$D$3)","v":"City of Alexandria Water System"},"1333 BONAIRE TRCE","ALEXANDRIA","LA",71303,10716046,31.307283000000002,-92.485916000000003,null,"Non-Lead - Other","Installation Record (for example, tap card)","Don't Know",null,null,null,"Non-Lead - Other","Installation Record (for example, tap card)",null,null,"Non-Lead"]
[{"$f":"IF(AND(ISBLANK(INDEX($G:$G,)), ISBLANK(INDEX($C:$C,))), \"\", 'PWS Records (System Entry)'!$D$4)","v":"LA1079001"},{"$f":"IF(AND(ISBLANK(INDEX($G:$G,)), ISBLANK(INDEX($C:$C,))), \"\", 'PWS Records (System Entry)'!$D$3)","v":"City of Alexandria Water System"},"1334 CHESTER ST","ALEXANDRIA","LA",71303,10716047,31.2962974,-92.457544999999996,null,"Unknown","Not Applicable","Don't Know",null,null,null,"Unknown","Not Applicable",null,null,"Lead Status Unknown"]
[{"$f":"IF(AND(ISBLANK(INDEX($G:$G,)), ISBLANK(INDEX($C:$C,))), \"\", 'PWS Records (System Entry)'!$D$4)","v":"LA1079001"},{"$f":"IF(AND(ISBLANK(INDEX($G:$G,)), ISBLANK(INDEX($C:$C,))), \"\", 'PWS Records (System Entry)'!$D$3)","v":"City of Alexandria Water System"},"2815 SANDRA ST","ALEXANDRIA","LA",71303,10716049,31.2846984,-92.457030200000005,null,"Unknown","Not Applicable","Don't Know",null,null,null,"Unknown","Not Applicable",null,null,"Lead Status Unknown"]
[{"$f":"IF(AND(ISBLANK(INDEX($G:$G,)), ISBLANK(INDEX($C:$C,))), \"\", 'PWS Records (System Entry)'!$D$4)","v":"LA1079001"},{"$f":"IF(AND(ISBLANK(INDEX($G:$G,)), ISBLANK(INDEX($C:$C,))), \"\", 'PWS Records (System Entry)'!$D$3)","v":"City of Alexandria Water System"},"1334 MADISON ST UNIT A","ALEXANDRIA","LA",71303,10716051,31.309649,-92.456089899999995,null,"Unknown","Not Applicable","Don't Know",null,null,null,"Unknown","Not Applicable",null,null,"Lead Status Unknown"]
[{"$f":"IF(AND(ISBLANK(INDEX($G:$G,)), ISBLANK(INDEX($C:$C,))), \"\", 'PWS Records (System Entry)'!$D$4)","v":"LA1079001"},{"$f":"IF(AND(ISBLANK(INDEX($G:$G,)), ISBLANK(INDEX($C:$C,))), \"\", 'PWS Records (System Entry)'!$D$3)","v":"City of Alexandria Water System"},"2816 ELLIOTT ST","ALEXANDRIA","LA",71303,10716052,31.295392,-92.469638000000003,null,"Unknown","Not Applicable","Don't Know",null,null,null,"Unknown","Not Applicable",null,null,"Lead Status Unknown"]
[{"$f":"IF(AND(ISBLANK(INDEX($G:$G,)), ISBLANK(INDEX($C:$C,))), \"\", 'PWS Records (System Entry)'!$D$4)","v":"LA1079001"},{"$f":"IF(AND(ISBLANK(INDEX($G:$G,)), ISBLANK(INDEX($C:$C,))), \"\", 'PWS Records (System Entry)'!$D$3)","v":"City of Alexandria Water System"},"2816 ELLIOTT ST","ALEXANDRIA","LA",71303,10716055,31.295392,-92.469638000000003,null,"Unknown","Not Applicable","Don't Know",null,null,null,"Unknown","Not Applicable",null,null,"Lead Status Unknown"]
[{"$f":"IF(AND(ISBLANK(INDEX($G:$G,)), ISBLANK(INDEX($C:$C,))), \"\", 'PWS Records (System Entry)'!$D$4)","v":"LA1079001"},{"$f":"IF(AND(ISBLANK(INDEX($G:$G,)), ISBLANK(INDEX($C:$C,))), \"\", 'PWS Records (System Entry)'!$D$3)","v":"City of Alexandria Water System"},"1107 HEYMAN LN","ALEXANDRIA","LA",71303,10716053,31.288822199999998,-92.483055100000001,null,"Unknown","Not Applicable","Don't Know",null,null,null,"Unknown","Not Applicable",null,null,"Lead Status Unknown"]
[{"$f":"IF(AND(ISBLANK(INDEX($G:$G,)), ISBLANK(INDEX($C:$C,))), \"\", 'PWS Records (System Entry)'!$D$4)","v":"LA1079001"},{"$f":"IF(AND(ISBLANK(INDEX($G:$G,)), ISBLANK(INDEX($C:$C,))), \"\", 'PWS Records (System Entry)'!$D$3)","v":"City of Alexandria Water System"},"1335 CHARLTON ST","ALEXANDRIA","LA",71303,10716054,31.285808500000002,-92.472886000000003,null,"Unknown","Not Applicable","Don't Know",null,null,null,"Unknown","Not Applicable",null,null,"Lead Status Unknown"]
[{"$f":"IF(AND(ISBLANK(INDEX($G:$G,)), ISBLANK(INDEX($C:$C,))), \"\", 'PWS Records (System Entry)'!$D$4)","v":"LA1079001"},{"$f":"IF(AND(ISBLANK(INDEX($G:$G,)), ISBLANK(INDEX($C:$C,))), \"\", 'PWS Records (System Entry)'!$D$3)","v":"City of Alexandria Water System"},"1107 JIM MEYER DR BLDG 4108-A","ALEXANDRIA","LA",71303,10716056,31.326973899999999,-92.525019099999994,null,"Unknown","Not Applicable","Don't Know",null,null,null,"Unknown","Not Applicable",null,null,"Lead Status Unknown"]
[{"$f":"IF(AND(ISBLANK(INDEX($G:$G,)), ISBLANK(INDEX($C:$C,))), \"\", 'PWS Records (System Entry)'!$D$4)","v":"LA1079001"},{"$f":"IF(AND(ISBLANK(INDEX($G:$G,)), ISBLANK(INDEX($C:$C,))), \"\", 'PWS Records (System Entry)'!$D$3)","v":"City of Alexandria Water System"},"1335 JACKSON ST","ALEXANDRIA","LA",71303,10716057,31.3062346,-92.452814099999998,null,"Unknown","Not Applicable","Don't Know",null,null,null,"Unknown","Not Applicable",null,null,"Lead Status Unknown"]
[{"$f":"IF(AND(ISBLANK(INDEX($G:$G,)), ISBLANK(INDEX($C:$C,))), \"\", 'PWS Records (System Entry)'!$D$4)","v":"LA1079001"},{"$f":"IF(AND(ISBLANK(INDEX($G:$G,)), ISBLANK(INDEX($C:$C,))), \"\", 'PWS Records (System Entry)'!$D$3)","v":"City of Alexandria Water System"},"1335 JACKSON ST","ALEXANDRIA","LA",71303,10716059,31.3062346,-92.452814099999998,null,"Unknown","Not Applicable","Don't Know",null,null,null,"Unknown","Not Applicable",null,null,"Lead Status Unknown"]
[{"$f":"IF(AND(ISBLANK(INDEX($G:$G,)), ISBLANK(INDEX($C:$C,))), \"\", 'PWS Records (System Entry)'!$D$4)","v":"LA1079001"},{"$f":"IF(AND(ISBLANK(INDEX($G:$G,)), ISBLANK(INDEX($C:$C,))), \"\", 'PWS Records (System Entry)'!$D$3)","v":"City of Alexandria Water System"},"2816 GEORGES LN","ALEXANDRIA","LA",71303,10716058,31.290530799999999,-92.465835299999995,null,"Unknown","Not Applicable","Don't Know",null,null,null,"Unknown","Not Applicable",null,null,"Lead Status Unknown"]
[{"$f":"IF(AND(ISBLANK(INDEX($G:$G,)), ISBLANK(INDEX($C:$C,))), \"\", 'PWS Records (System Entry)'!$D$4)","v":"LA1079001"},{"$f":"IF(AND(ISBLANK(INDEX($G:$G,)), ISBLANK(INDEX($C:$C,))), \"\", 'PWS Records (System Entry)'!$D$3)","v":"City of Alexandria Water System"},"2816 GEORGES LN","ALEXANDRIA","LA",71303,10716061,31.290530799999999,-92.465835299999995,null,"Unknown","Not Applicable","Don't Know",null,null,null,"Unknown","Not Applicable",null,null,"Lead Status Unknown"]
[{"$f":"IF(AND(ISBLANK(INDEX($G:$G,)), ISBLANK(INDEX($C:$C,))), \"\", 'PWS Records (System Entry)'!$D$4)","v":"LA1079001"},{"$f":"IF(AND(ISBLANK(INDEX($G:$G,)), ISBLANK(INDEX($C:$C,))), \"\", 'PWS Records (System Entry)'!$D$3)","v":"City of Alexandria Water System"},"1107 JIM MEYER DR BLDG 4108-B","ALEXANDRIA","LA",71303,10716060,31.326973899999999,-92.525019099999994,null,"Unknown","Not Applicable","Don't Know",null,null,null,"Unknown","Not Applicable",null,null,"Lead Status Unknown"]
[{"$f":"IF(AND(ISBLANK(INDEX($G:$G,)), ISBLANK(INDEX($C:$C,))), \"\", 'PWS Records (System Entry)'!$D$4)","v":"LA1079001"},{"$f":"IF(AND(ISBLANK(INDEX($G:$G,)), ISBLANK(INDEX($C:$C,))), \"\", 'PWS Records (System Entry)'!$D$3)","v":"City of Alexandria Water System"},"1335 PETERMAN DR","ALEXANDRIA","LA",71303,10716062,31.2760502,-92.480610499999997,null,"Unknown","Not Applicable","Don't Know",null,null,null,"Unknown","Not Applicable",null,null,"Lead Status Unknown"]
[{"$f":"IF(AND(ISBLANK(INDEX($G:$G,)), ISBLANK(INDEX($C:$C,))), \"\", 'PWS Records (System Entry)'!$D$4)","v":"LA1079001"},{"$f":"IF(AND(ISBLANK(INDEX($G:$G,)), ISBLANK(INDEX($C:$C,))), \"\", 'PWS Records (System Entry)'!$D$3)","v":"City of Alexandria Water System"},"1335 PETERMAN DR","ALEXANDRIA","LA",71303,10716064,31.2760502,-92.480610499999997,null,"Unknown","Not Applicable","Don't Know",null,null,null,"Unknown","Not Applicable",null,null,"Lead Status Unknown"]
[{"$f":"IF(AND(ISBLANK(INDEX($G:$G,)), ISBLANK(INDEX($C:$C,))), \"\", 'PWS Records (System Entry)'!$D$4)","v":"LA1079001"},{"$f":"IF(AND(ISBLANK(INDEX($G:$G,)), ISBLANK(INDEX($C:$C,))), \"\", 'PWS Records (System Entry)'!$D$3)","v":"City of Alexandria Water System"},"1107 LANCASTER DR","ALEXANDRIA","LA",71303,10716063,31.290116600000001,-92.479449599999995,null,"Unknown","Not Applicable","Don't Know",null,null,null,"Unknown","Not Applicable",null,null,"Lead Status Unknown"]
[{"$f":"IF(AND(ISBLANK(INDEX($G:$G,)), ISBLANK(INDEX($C:$C,))), \"\", 'PWS Records (System Entry)'!$D$4)","v":"LA1079001"},{"$f":"IF(AND(ISBLANK(INDEX($G:$G,)), ISBLANK(INDEX($C:$C,))), \"\", 'PWS Records (System Entry)'!$D$3)","v":"City of Alexandria Water System"},"2816 HILL ST","ALEXANDRIA","LA",71303,10716065,31.2921452,-92.466230699999997,null,"Unknown","Not Applicable","Don't Know",null,null,null,"Unknown","Not Applicable",null,null,"Lead Status Unknown"]
[{"$f":"IF(AND(ISBLANK(INDEX($G:$G,)), ISBLANK(INDEX($C:$C,))), \"\", 'PWS Records (System Entry)'!$D$4)","v":"LA1079001"},{"$f":"IF(AND(ISBLANK(INDEX($G:$G,)), ISBLANK(INDEX($C:$C,))), \"\", 'PWS Records (System Entry)'!$D$3)","v":"City of Alexandria Water System"},"1107 LONG PINE ST","ALEXANDRIA","LA",71303,10716066,31.2890038,-92.446273000000005,null,"Unknown","Not Applicable","Don't Know",null,null,null,"Unknown","Not Applicable",null,null,{"$f":"IF(AND(INDEX($K:$K,)=\"\", INDEX($L:$L,)=\"\", INDEX($M:$M,)=\"\", INDEX($Q:$Q,)=\"\", INDEX($R:$R,)=\"\"), \"\", IF(OR(INDEX($K:$K,)=\"Lead\",INDEX($Q:$Q,)=\"Lead\"),\"Lead\",IF(OR(AND(OR(INDEX($M:$M,)=\"Yes\", INDEX($M:$M,)=\"Don't Know\", INDEX($M:$M,)=\"\"), INDEX($Q:$Q,)=\"Galvanized Iron/Steel\"), AND(INDEX($K:$K,)=\"Unknown\", INDEX($M:$M,)=\"No\", INDEX($Q:$Q,)=\"Galvanized Iron/Steel\")), \"Galvanized Requiring Replacement\", IF(OR(AND(OR(INDEX($K:$K,)=\"Galvanized Iron/Steel\", INDEX($K:$K,)=\"Non-Lead - Copper\", INDEX($K:$K,)=\"Non-Lead - Plastic\", INDEX($K:$K,)=\"Non-Lead - Other\", INDEX($K:$K,)=\"Non-Lead - Material Unknown\", INDEX($K:$K,)=\"No System Owned Portion\"), OR(INDEX($Q:$Q,)=\"Galvanized Iron/Steel\", INDEX($Q:$Q,)=\"Non-Lead - Copper\", INDEX($Q:$Q,)=\"Non-Lead - Plastic\", INDEX($Q:$Q,)=\"Non-Lead - Other\", INDEX($Q:$Q,)=\"Non-Lead - Predictive Model\", INDEX($Q:$Q,)=\"No Customer Owned Portion\")), AND(OR( INDEX($K:$K,)=\"Galvanized Iron/Steel\", INDEX($K:$K,)=\"Non-Lead - Copper\", INDEX($K:$K,)=\"Non-Lead - Plastic\", INDEX($K:$K,)=\"Non-Lead - Other\", INDEX($K:$K,)=\"Non-Lead - Material Unknown\", INDEX($K:$K,)=\"No System Owned Portion\"), INDEX($M:$M,)=\"No\", INDEX($Q:$Q,)=\"Non-Lead - Material Unknown\")), \"Non-Lead\", \"Lead Status Unknown\"))))","v":"Lead Status Unknown"}]
[{"$f":"IF(AND(ISBLANK(INDEX($G:$G,)), ISBLANK(INDEX($C:$C,))), \"\", 'PWS Records (System Entry)'!$D$4)","v":"LA1079001"},{"$f":"IF(AND(ISBLANK(INDEX($G:$G,)), ISBLANK(INDEX($C:$C,))), \"\", 'PWS Records (System Entry)'!$D$3)","v":"City of Alexandria Water System"},"1336 CHARLTON ST","ALEXANDRIA","LA",71303,10716067,31.285889300000001,-92.472818399999994,null,"Unknown","Not Applicable","Don't Know",null,null,null,"Unknown","Not Applicable",null,null,"Lead Status Unknown"]
[{"$f":"IF(AND(ISBLANK(INDEX($G:$G,)), ISBLANK(INDEX($C:$C,))), \"\", 'PWS Records (System Entry)'!$D$4)","v":"LA1079001"},{"$f":"IF(AND(ISBLANK(INDEX($G:$G,)), ISBLANK(INDEX($C:$C,))), \"\", 'PWS Records (System Entry)'!$D$3)","v":"City of Alexandria Water System"},"2816 JACKSON ST","ALEXANDRIA","LA",71303,10716068,31.2934369,-92.466934300000005,null,"Unknown","Not Applicable","Don't Know",null,null,null,"Unknown","Not Applicable",null,null,"Lead Status Unknown"]
[{"$f":"IF(AND(ISBLANK(INDEX($G:$G,)), ISBLANK(INDEX($C:$C,))), \"\", 'PWS Records (System Entry)'!$D$4)","v":"LA1079001"},{"$f":"IF(AND(ISBLANK(INDEX($G:$G,)), ISBLANK(INDEX($C:$C,))), \"\", 'PWS Records (System Entry)'!$D$3)","v":"City of Alexandria Water System"},"1337 CENTRE CT","ALEXANDRIA","LA",71303,10716069,31.2799327,-92.476693499999996,null,"Unknown","Not Applicable","Don't Know",null,null,null,"Unknown","Not Applicable",null,null,"Lead Status Unknown"]
[{"$f":"IF(AND(ISBLANK(INDEX($G:$G,)), ISBLANK(INDEX($C:$C,))), \"\", 'PWS Records (System Entry)'!$D$4)","v":"LA1079001"},{"$f":"IF(AND(ISBLANK(INDEX($G:$G,)), ISBLANK(INDEX($C:$C,))), \"\", 'PWS Records (System Entry)'!$D$3)","v":"City of Alexandria Water System"},"1337 CENTRE CT","ALEXANDRIA","LA",71303,10716071,31.2799327,-92.476693499999996,null,"Unknown","Not Applicable","Don't Know",null,null,null,"Unknown","Not Applicable",null,null,"Lead Status Unknown"]
[{"$f":"IF(AND(ISBLANK(INDEX($G:$G,)), ISBLANK(INDEX($C:$C,))), \"\", 'PWS Records (System Entry)'!$D$4)","v":"LA1079001"},{"$f":"IF(AND(ISBLANK(INDEX($G:$G,)), ISBLANK(INDEX($C:$C,))), \"\", 'PWS Records (System Entry)'!$D$3)","v":"City of Alexandria Water System"},"1107 SOUTHAMPTON DR","ALEXANDRIA","LA",71303,10716070,31.289034699999998,-92.482062900000003,null,"Unknown","Not Applicable","Don't Know",null,null,null,"Unknown","Not Applicable",null,null,"Lead Status Unknown"]
[{"$f":"IF(AND(ISBLANK(INDEX($G:$G,)), ISBLANK(INDEX($C:$C,))), \"\", 'PWS Records (System Entry)'!$D$4)","v":"LA1079001"},{"$f":"IF(AND(ISBLANK(INDEX($G:$G,)), ISBLANK(INDEX($C:$C,))), \"\", 'PWS Records (System Entry)'!$D$3)","v":"City of Alexandria Water System"},"2816 MADONNA DR","ALEXANDRIA","LA",71303,10716072,31.296136099999998,-92.470130600000005,null,"Unknown","Not Applicable","Don't Know",null,null,null,"Unknown","Not Applicable",null,null,"Lead Status Unknown"]
[{"$f":"IF(AND(ISBLANK(INDEX($G:$G,)), ISBLANK(INDEX($C:$C,))), \"\", 'PWS Records (System Entry)'!$D$4)","v":"LA1079001"},{"$f":"IF(AND(ISBLANK(INDEX($G:$G,)), ISBLANK(INDEX($C:$C,))), \"\", 'PWS Records (System Entry)'!$D$3)","v":"City of Alexandria Water System"},"1107 WARSHAUER ST","ALEXANDRIA","LA",71303,10716073,31.292794900000001,-92.445838199999997,null,"Non-Lead - Other","Installation Date after Lead Ban","Don't Know",null,null,null,"Non-Lead - Other","Installation Date after Lead Ban",null,null,"Non-Lead"]
[{"$f":"IF(AND(ISBLANK(INDEX($G:$G,)), ISBLANK(INDEX($C:$C,))), \"\", 'PWS Records (System Entry)'!$D$4)","v":"LA1079001"},{"$f":"IF(AND(ISBLANK(INDEX($G:$G,)), ISBLANK(INDEX($C:$C,))), \"\", 'PWS Records (System Entry)'!$D$3)","v":"City of Alexandria Water System"},"1338 AUTUMN ORCHARD LOOP","ALEXANDRIA","LA",71303,10716074,31.3453196,-92.509520800000004,null,"Non-Lead - Plastic","Installation Date after Lead Ban","Don't Know",null,null,null,"Non-Lead - Plastic","Installation Date after Lead Ban",null,null,"Non-Lead"]
[{"$f":"IF(AND(ISBLANK(INDEX($G:$G,)), ISBLANK(INDEX($C:$C,))), \"\", 'PWS Records (System Entry)'!$D$4)","v":"LA1079001"},{"$f":"IF(AND(ISBLANK(INDEX($G:$G,)), ISBLANK(INDEX($C:$C,))), \"\", 'PWS Records (System Entry)'!$D$3)","v":"City of Alexandria Water System"},"2816 MONROE ST UNIT A","ALEXANDRIA","LA",71303,10716076,31.302711500000001,-92.472073300000005,null,"Unknown","Not Applicable","Don't Know",null,null,null,"Unknown","Not Applicable",null,null,"Lead Status Unknown"]
[{"$f":"IF(AND(ISBLANK(INDEX($G:$G,)), ISBLANK(INDEX($C:$C,))), \"\", 'PWS Records (System Entry)'!$D$4)","v":"LA1079001"},{"$f":"IF(AND(ISBLANK(INDEX($G:$G,)), ISBLANK(INDEX($C:$C,))), \"\", 'PWS Records (System Entry)'!$D$3)","v":"City of Alexandria Water System"},"1107 WILSHIRE DR","ALEXANDRIA","LA",71303,10716075,31.290397200000001,-92.478502199999994,null,"Unknown","Not Applicable","Don't Know",null,null,null,"Unknown","Not Applicable",null,null,"Lead Status Unknown"]
[{"$f":"IF(AND(ISBLANK(INDEX($G:$G,)), ISBLANK(INDEX($C:$C,))), \"\", 'PWS Records (System Entry)'!$D$4)","v":"LA1079001"},{"$f":"IF(AND(ISBLANK(INDEX($G:$G,)), ISBLANK(INDEX($C:$C,))), \"\", 'PWS Records (System Entry)'!$D$3)","v":"City of Alexandria Water System"},"1339 AUTUMN ORCHARD LOOP","ALEXANDRIA","LA",71303,10716077,31.345146499999998,-92.509750299999993,null,"Non-Lead - Plastic","Installation Date after Lead Ban","Don't Know",null,null,null,"Non-Lead - Plastic","Installation Date after Lead Ban",null,null,"Non-Lead"]
[{"$f":"IF(AND(ISBLANK(INDEX($G:$G,)), ISBLANK(INDEX($C:$C,))), \"\", 'PWS Records (System Entry)'!$D$4)","v":"LA1079001"},{"$f":"IF(AND(ISBLANK(INDEX($G:$G,)), ISBLANK(INDEX($C:$C,))), \"\", 'PWS Records (System Entry)'!$D$3)","v":"City of Alexandria Water System"},"1108 CANTERBURY DR","ALEXANDRIA","LA",71303,10716078,31.289746600000001,-92.480443899999997,null,"Unknown","Not Applicable","Don't Know",null,null,null,"Unknown","Not Applicable",null,null,"Lead Status Unknown"]
[{"$f":"IF(AND(ISBLANK(INDEX($G:$G,)), ISBLANK(INDEX($C:$C,))), \"\", 'PWS Records (System Entry)'!$D$4)","v":"LA1079001"},{"$f":"IF(AND(ISBLANK(INDEX($G:$G,)), ISBLANK(INDEX($C:$C,))), \"\", 'PWS Records (System Entry)'!$D$3)","v":"City of Alexandria Water System"},"2816 N CITY PARK BLVD","ALEXANDRIA","LA",71303,10716079,31.288156600000001,-92.463787100000005,null,"Unknown","Not Applicable","Don't Know",null,null,null,"Unknown","Not Applicable",null,null,"Lead Status Unknown"]
[{"$f":"IF(AND(ISBLANK(INDEX($G:$G,)), ISBLANK(INDEX($C:$C,))), \"\", 'PWS Records (System Entry)'!$D$4)","v":"LA1079001"},{"$f":"IF(AND(ISBLANK(INDEX($G:$G,)), ISBLANK(INDEX($C:$C,))), \"\", 'PWS Records (System Entry)'!$D$3)","v":"City of Alexandria Water System"},"2816 N CITY PARK BLVD","ALEXANDRIA","LA",71303,10716081,31.288156600000001,-92.463787100000005,null,"Unknown","Not Applicable","Don't Know",null,null,null,"Unknown","Not Applicable",null,null,"Lead Status Unknown"]
[{"$f":"IF(AND(ISBLANK(INDEX($G:$G,)), ISBLANK(INDEX($C:$C,))), \"\", 'PWS Records (System Entry)'!$D$4)","v":"LA1079001"},{"$f":"IF(AND(ISBLANK(INDEX($G:$G,)), ISBLANK(INDEX($C:$C,))), \"\", 'PWS Records (System Entry)'!$D$3)","v":"City of Alexandria Water System"},"1339 MACARTHUR DR","ALEXANDRIA","LA",71301,10716080,31.286101500000001,-92.474368499999997,null,"Unknown","Not Applicable","Don't Know",null,null,null,"Unknown","Not Applicable",null,null,"Lead Status Unknown"]
[{"$f":"IF(AND(ISBLANK(INDEX($G:$G,)), ISBLANK(INDEX($C:$C,))), \"\", 'PWS Records (System Entry)'!$D$4)","v":"LA1079001"},{"$f":"IF(AND(ISBLANK(INDEX($G:$G,)), ISBLANK(INDEX($C:$C,))), \"\", 'PWS Records (System Entry)'!$D$3)","v":"City of Alexandria Water System"},"1108 DAOUST DR","ALEXANDRIA","LA",71303,10716082,31.325094700000001,-92.524578700000006,null,"Unknown","Not Applicable","Don't Know",null,null,null,"Unknown","Not Applicable",null,null,"Lead Status Unknown"]
[{"$f":"IF(AND(ISBLANK(INDEX($G:$G,)), ISBLANK(INDEX($C:$C,))), \"\", 'PWS Records (System Entry)'!$D$4)","v":"LA1079001"},{"$f":"IF(AND(ISBLANK(INDEX($G:$G,)), ISBLANK(INDEX($C:$C,))), \"\", 'PWS Records (System Entry)'!$D$3)","v":"City of Alexandria Water System"},"1339 PETERMAN DR","ALEXANDRIA","LA",71303,10716083,31.276047399999999,-92.479443500000002,null,"Unknown","Not Applicable","Don't Know",null,null,null,"Unknown","Not Applicable",null,null,"Lead Status Unknown"]
[{"$f":"IF(AND(ISBLANK(INDEX($G:$G,)), ISBLANK(INDEX($C:$C,))), \"\", 'PWS Records (System Entry)'!$D$4)","v":"LA1079001"},{"$f":"IF(AND(ISBLANK(INDEX($G:$G,)), ISBLANK(INDEX($C:$C,))), \"\", 'PWS Records (System Entry)'!$D$3)","v":"City of Alexandria Water System"},"2816 SANDRA ST","ALEXANDRIA","LA",71303,10716084,31.285002500000001,-92.457135699999995,null,"Unknown","Not Applicable","Don't Know",null,null,null,"Unknown","Not Applicable",null,null,"Lead Status Unknown"]
[{"$f":"IF(AND(ISBLANK(INDEX($G:$G,)), ISBLANK(INDEX($C:$C,))), \"\", 'PWS Records (System Entry)'!$D$4)","v":"LA1079001"},{"$f":"IF(AND(ISBLANK(INDEX($G:$G,)), ISBLANK(INDEX($C:$C,))), \"\", 'PWS Records (System Entry)'!$D$3)","v":"City of Alexandria Water System"},"1108 FURBY ST","ALEXANDRIA","LA",71303,10716085,31.320022099999999,-92.465104800000006,null,"Unknown","Not Applicable","Don't Know",null,null,null,"Unknown","Not Applicable",null,null,"Lead Status Unknown"]
[{"$f":"IF(AND(ISBLANK(INDEX($G:$G,)), ISBLANK(INDEX($C:$C,))), \"\", 'PWS Records (System Entry)'!$D$4)","v":"LA1079001"},{"$f":"IF(AND(ISBLANK(INDEX($G:$G,)), ISBLANK(INDEX($C:$C,))), \"\", 'PWS Records (System Entry)'!$D$3)","v":"City of Alexandria Water System"},"134 FRANCES ST","ALEXANDRIA","LA",71303,10716086,31.323550300000001,-92.456145399999997,null,"Unknown","Not Applicable","Don't Know",null,null,null,"Unknown","Not Applicable",null,null,"Lead Status Unknown"]
[{"$f":"IF(AND(ISBLANK(INDEX($G:$G,)), ISBLANK(INDEX($C:$C,))), \"\", 'PWS Records (System Entry)'!$D$4)","v":"LA1079001"},{"$f":"IF(AND(ISBLANK(INDEX($G:$G,)), ISBLANK(INDEX($C:$C,))), \"\", 'PWS Records (System Entry)'!$D$3)","v":"City of Alexandria Water System"},"1108 GREENBRIAR ST","ALEXANDRIA","LA",71303,10716087,31.2923349,-92.470547699999997,null,"Unknown","Not Applicable","Don't Know",null,null,null,"Unknown","Not Applicable",null,null,"Lead Status Unknown"]
[{"$f":"IF(AND(ISBLANK(INDEX($G:$G,)), ISBLANK(INDEX($C:$C,))), \"\", 'PWS Records (System Entry)'!$D$4)","v":"LA1079001"},{"$f":"IF(AND(ISBLANK(INDEX($G:$G,)), ISBLANK(INDEX($C:$C,))), \"\", 'PWS Records (System Entry)'!$D$3)","v":"City of Alexandria Water System"},"2816 STIMSON AVE","ALEXANDRIA","LA",71303,10716088,31.2979105,-92.471063599999994,null,"Unknown","Not Applicable","Don't Know",null,null,null,"Unknown","Not Applicable",null,null,"Lead Status Unknown"]
[{"$f":"IF(AND(ISBLANK(INDEX($G:$G,)), ISBLANK(INDEX($C:$C,))), \"\", 'PWS Records (System Entry)'!$D$4)","v":"LA1079001"},{"$f":"IF(AND(ISBLANK(INDEX($G:$G,)), ISBLANK(INDEX($C:$C,))), \"\", 'PWS Records (System Entry)'!$D$3)","v":"City of Alexandria Water System"},"134 KATHRYN ST","ALEXANDRIA","LA",71303,10716089,31.311417899999999,-92.465803199999996,null,"Unknown","Not Applicable","Don't Know",null,null,null,"Unknown","Not Applicable",null,null,"Lead Status Unknown"]
[{"$f":"IF(AND(ISBLANK(INDEX($G:$G,)), ISBLANK(INDEX($C:$C,))), \"\", 'PWS Records (System Entry)'!$D$4)","v":"LA1079001"},{"$f":"IF(AND(ISBLANK(INDEX($G:$G,)), ISBLANK(INDEX($C:$C,))), \"\", 'PWS Records (System Entry)'!$D$3)","v":"City of Alexandria Water System"},"1108 JIM MEYER DR BLDG 4203-A","ALEXANDRIA","LA",71303,10716090,31.327095100000001,-92.524631400000004,null,"Unknown","Not Applicable","Don't Know",null,null,null,"Unknown","Not Applicable",null,null,"Lead Status Unknown"]
[{"$f":"IF(AND(ISBLANK(INDEX($G:$G,)), ISBLANK(INDEX($C:$C,))), \"\", 'PWS Records (System Entry)'!$D$4)","v":"LA1079001"},{"$f":"IF(AND(ISBLANK(INDEX($G:$G,)), ISBLANK(INDEX($C:$C,))), \"\", 'PWS Records (System Entry)'!$D$3)","v":"City of Alexandria Water System"},"134 LONGFELLOW DR","ALEXANDRIA","LA",71303,10716091,31.290947500000001,-92.411996299999998,null,"Unknown","Not Applicable","Don't Know",null,null,null,"Unknown","Not Applicable",null,null,"Lead Status Unknown"]
[{"$f":"IF(AND(ISBLANK(INDEX($G:$G,)), ISBLANK(INDEX($C:$C,))), \"\", 'PWS Records (System Entry)'!$D$4)","v":"LA1079001"},{"$f":"IF(AND(ISBLANK(INDEX($G:$G,)), ISBLANK(INDEX($C:$C,))), \"\", 'PWS Records (System Entry)'!$D$3)","v":"City of Alexandria Water System"},"2816 SUMMERWOOD LN","ALEXANDRIA","LA",71303,10716092,31.316185999999998,-92.478912199999996,null,"Non-Lead - Plastic","Installation Date after Lead Ban","Don't Know",null,null,null,"Non-Lead - Plastic","Installation Date after Lead Ban",null,null,"Non-Lead"]
[{"$f":"IF(AND(ISBLANK(INDEX($G:$G,)), ISBLANK(INDEX($C:$C,))), \"\", 'PWS Records (System Entry)'!$D$4)","v":"LA1079001"},{"$f":"IF(AND(ISBLANK(INDEX($G:$G,)), ISBLANK(INDEX($C:$C,))), \"\", 'PWS Records (System Entry)'!$D$3)","v":"City of Alexandria Water System"},"1108 JIM MEYER DR BLDG 4203-B","ALEXANDRIA","LA",71303,10716093,31.327095100000001,-92.524631400000004,null,"Unknown","Not Applicable","Don't Know",null,null,null,"Unknown","Not Applicable",null,null,"Lead Status Unknown"]
[{"$f":"IF(AND(ISBLANK(INDEX($G:$G,)), ISBLANK(INDEX($C:$C,))), \"\", 'PWS Records (System Entry)'!$D$4)","v":"LA1079001"},{"$f":"IF(AND(ISBLANK(INDEX($G:$G,)), ISBLANK(INDEX($C:$C,))), \"\", 'PWS Records (System Entry)'!$D$3)","v":"City of Alexandria Water System"},"134 N 14TH ST","ALEXANDRIA","LA",71301,10716094,31.312395899999999,-92.459316599999994,null,"Unknown","Not Applicable","Don't Know",null,null,null,"Unknown","Not Applicable",null,null,"Lead Status Unknown"]
[{"$f":"IF(AND(ISBLANK(INDEX($G:$G,)), ISBLANK(INDEX($C:$C,))), \"\", 'PWS Records (System Entry)'!$D$4)","v":"LA1079001"},{"$f":"IF(AND(ISBLANK(INDEX($G:$G,)), ISBLANK(INDEX($C:$C,))), \"\", 'PWS Records (System Entry)'!$D$3)","v":"City of Alexandria Water System"},"2817 ELLIOTT ST","ALEXANDRIA","LA",71303,10716095,31.295338000000001,-92.469066999999995,null,"Unknown","Not Applicable","Don't Know",null,null,null,"Unknown","Not Applicable",null,null,"Lead Status Unknown"]
[{"$f":"IF(AND(ISBLANK(INDEX($G:$G,)), ISBLANK(INDEX($C:$C,))), \"\", 'PWS Records (System Entry)'!$D$4)","v":"LA1079001"},{"$f":"IF(AND(ISBLANK(INDEX($G:$G,)), ISBLANK(INDEX($C:$C,))), \"\", 'PWS Records (System Entry)'!$D$3)","v":"City of Alexandria Water System"},"1108 LANCASTER DR","ALEXANDRIA","LA",71303,10716096,31.290033099999999,-92.479483500000001,null,"Unknown","Not Applicable","Don't Know",null,null,null,"Unknown","Not Applicable",null,null,"Lead Status Unknown"]
[{"$f":"IF(AND(ISBLANK(INDEX($G:$G,)), ISBLANK(INDEX($C:$C,))), \"\", 'PWS Records (System Entry)'!$D$4)","v":"LA1079001"},{"$f":"IF(AND(ISBLANK(INDEX($G:$G,)), ISBLANK(INDEX($C:$C,))), \"\", 'PWS Records (System Entry)'!$D$3)","v":"City of Alexandria Water System"},"134 WOODS EDGE DR","ALEXANDRIA","LA",71303,10716097,31.264052,-92.498253000000005,null,"Non-Lead - Other","Installation Record (for example, tap card)","Don't Know",null,null,null,"Non-Lead - Other","Installation Record (for example, tap card)",null,null,"Non-Lead"]
[{"$f":"IF(AND(ISBLANK(INDEX($G:$G,)), ISBLANK(INDEX($C:$C,))), \"\", 'PWS Records (System Entry)'!$D$4)","v":"LA1079001"},{"$f":"IF(AND(ISBLANK(INDEX($G:$G,)), ISBLANK(INDEX($C:$C,))), \"\", 'PWS Records (System Entry)'!$D$3)","v":"City of Alexandria Water System"},"134 WOODS EDGE DR","ALEXANDRIA","LA",71303,10716100,31.264052,-92.498253000000005,null,"Non-Lead - Other","Installation Record (for example, tap card)","Don't Know",null,null,null,"Non-Lead - Other","Installation Record (for example, tap card)",null,null,"Non-Lead"]
[{"$f":"IF(AND(ISBLANK(INDEX($G:$G,)), ISBLANK(INDEX($C:$C,))), \"\", 'PWS Records (System Entry)'!$D$4)","v":"LA1079001"},{"$f":"IF(AND(ISBLANK(INDEX($G:$G,)), ISBLANK(INDEX($C:$C,))), \"\", 'PWS Records (System Entry)'!$D$3)","v":"City of Alexandria Water System"},"2817 GEORGES LN","ALEXANDRIA","LA",71303,10716098,31.290500399999999,-92.465766599999995,null,"Unknown","Not Applicable","Don't Know",null,null,null,"Unknown","Not Applicable",null,null,"Lead Status Unknown"]
[{"$f":"IF(AND(ISBLANK(INDEX($G:$G,)), ISBLANK(INDEX($C:$C,))), \"\", 'PWS Records (System Entry)'!$D$4)","v":"LA1079001"},{"$f":"IF(AND(ISBLANK(INDEX($G:$G,)), ISBLANK(INDEX($C:$C,))), \"\", 'PWS Records (System Entry)'!$D$3)","v":"City of Alexandria Water System"},"2817 GEORGES LN","ALEXANDRIA","LA",71303,10716101,31.290500399999999,-92.465766599999995,null,"Unknown","Not Applicable","Don't Know",null,null,null,"Unknown","Not Applicable",null,null,"Lead Status Unknown"]
[{"$f":"IF(AND(ISBLANK(INDEX($G:$G,)), ISBLANK(INDEX($C:$C,))), \"\", 'PWS Records (System Entry)'!$D$4)","v":"LA1079001"},{"$f":"IF(AND(ISBLANK(INDEX($G:$G,)), ISBLANK(INDEX($C:$C,))), \"\", 'PWS Records (System Entry)'!$D$3)","v":"City of Alexandria Water System"},"1108 MARTHA LN","ALEXANDRIA","LA",71303,10716099,31.3247198,-92.473037500000004,null,"Non-Lead - Plastic","Installation Record (for example, tap card)","Don't Know",null,null,null,"Unknown","Not Applicable",null,null,"Lead Status Unknown"]
[{"$f":"IF(AND(ISBLANK(INDEX($G:$G,)), ISBLANK(INDEX($C:$C,))), \"\", 'PWS Records (System Entry)'!$D$4)","v":"LA1079001"},{"$f":"IF(AND(ISBLANK(INDEX($G:$G,)), ISBLANK(INDEX($C:$C,))), \"\", 'PWS Records (System Entry)'!$D$3)","v":"City of Alexandria Water System"},"1108 MARYLAND AVE","ALEXANDRIA","LA",71303,10716102,31.292102799999999,-92.472567900000001,null,"Unknown","Not Applicable","Don't Know",null,null,null,"Unknown","Not Applicable",null,null,"Lead Status Unknown"]
[{"$f":"IF(AND(ISBLANK(INDEX($G:$G,)), ISBLANK(INDEX($C:$C,))), \"\", 'PWS Records (System Entry)'!$D$4)","v":"LA1079001"},{"$f":"IF(AND(ISBLANK(INDEX($G:$G,)), ISBLANK(INDEX($C:$C,))), \"\", 'PWS Records (System Entry)'!$D$3)","v":"City of Alexandria Water System"},"1340 AUTUMN ORCHARD LOOP","ALEXANDRIA","LA",71303,10716103,31.345326799999999,-92.509636400000005,null,"Non-Lead - Plastic","Installation Date after Lead Ban","Don't Know",null,null,null,"Non-Lead - Plastic","Installation Date after Lead Ban",null,null,"Non-Lead"]
[{"$f":"IF(AND(ISBLANK(INDEX($G:$G,)), ISBLANK(INDEX($C:$C,))), \"\", 'PWS Records (System Entry)'!$D$4)","v":"LA1079001"},{"$f":"IF(AND(ISBLANK(INDEX($G:$G,)), ISBLANK(INDEX($C:$C,))), \"\", 'PWS Records (System Entry)'!$D$3)","v":"City of Alexandria Water System"},"1108 NORMAN ST APT B","ALEXANDRIA","LA",71303,10716104,31.3259708,-92.524645399999997,null,"Unknown","Not Applicable","Don't Know",null,null,null,"Unknown","Not Applicable",null,null,"Lead Status Unknown"]
[{"$f":"IF(AND(ISBLANK(INDEX($G:$G,)), ISBLANK(INDEX($C:$C,))), \"\", 'PWS Records (System Entry)'!$D$4)","v":"LA1079001"},{"$f":"IF(AND(ISBLANK(INDEX($G:$G,)), ISBLANK(INDEX($C:$C,))), \"\", 'PWS Records (System Entry)'!$D$3)","v":"City of Alexandria Water System"},"2817 RAPIDES AVE","ALEXANDRIA","LA",71303,10716105,31.307707199999999,-92.474354500000004,null,"Unknown","Not Applicable","Don't Know",null,null,null,"Unknown","Not Applicable",null,null,"Lead Status Unknown"]
[{"$f":"IF(AND(ISBLANK(INDEX($G:$G,)), ISBLANK(INDEX($C:$C,))), \"\", 'PWS Records (System Entry)'!$D$4)","v":"LA1079001"},{"$f":"IF(AND(ISBLANK(INDEX($G:$G,)), ISBLANK(INDEX($C:$C,))), \"\", 'PWS Records (System Entry)'!$D$3)","v":"City of Alexandria Water System"},"1340 RAPIDES AVE","ALEXANDRIA","LA",71303,10716106,31.311744300000001,-92.458810299999996,null,"Unknown","Not Applicable","Don't Know",null,null,null,"Unknown","Not Applicable",null,null,"Lead Status Unknown"]
[{"$f":"IF(AND(ISBLANK(INDEX($G:$G,)), ISBLANK(INDEX($C:$C,))), \"\", 'PWS Records (System Entry)'!$D$4)","v":"LA1079001"},{"$f":"IF(AND(ISBLANK(INDEX($G:$G,)), ISBLANK(INDEX($C:$C,))), \"\", 'PWS Records (System Entry)'!$D$3)","v":"City of Alexandria Water System"},"1108 NORMAN ST APT A","ALEXANDRIA","LA",71309,10716107,31.3259708,-92.524645399999997,null,"Unknown","Not Applicable","Don't Know",null,null,null,"Unknown","Not Applicable",null,null,"Lead Status Unknown"]
[{"$f":"IF(AND(ISBLANK(INDEX($G:$G,)), ISBLANK(INDEX($C:$C,))), \"\", 'PWS Records (System Entry)'!$D$4)","v":"LA1079001"},{"$f":"IF(AND(ISBLANK(INDEX($G:$G,)), ISBLANK(INDEX($C:$C,))), \"\", 'PWS Records (System Entry)'!$D$3)","v":"City of Alexandria Water System"},"1342 AUTUMN ORCHARD LOOP","ALEXANDRIA","LA",71303,10716108,31.345299499999999,-92.509719399999994,null,"Non-Lead - Plastic","Installation Date after Lead Ban","Don't Know",null,null,null,"Non-Lead - Plastic","Installation Date after Lead Ban",null,null,"Non-Lead"]
[{"$f":"IF(AND(ISBLANK(INDEX($G:$G,)), ISBLANK(INDEX($C:$C,))), \"\", 'PWS Records (System Entry)'!$D$4)","v":"LA1079001"},{"$f":"IF(AND(ISBLANK(INDEX($G:$G,)), ISBLANK(INDEX($C:$C,))), \"\", 'PWS Records (System Entry)'!$D$3)","v":"City of Alexandria Water System"},"2817 RAPIDES AVE","ALEXANDRIA","LA",71303,10716109,31.307707199999999,-92.474354500000004,null,"Unknown","Not Applicable","Don't Know",null,null,null,"Unknown","Not Applicable",null,null,"Lead Status Unknown"]
[{"$f":"IF(AND(ISBLANK(INDEX($G:$G,)), ISBLANK(INDEX($C:$C,))), \"\", 'PWS Records (System Entry)'!$D$4)","v":"LA1079001"},{"$f":"IF(AND(ISBLANK(INDEX($G:$G,)), ISBLANK(INDEX($C:$C,))), \"\", 'PWS Records (System Entry)'!$D$3)","v":"City of Alexandria Water System"},"1108 ROYCE DR","ALEXANDRIA","LA",71303,10716110,31.317658099999999,-92.523115399999995,null,"Unknown","Not Applicable","Don't Know",null,null,null,"Unknown","Not Applicable",null,null,"Lead Status Unknown"]
[{"$f":"IF(AND(ISBLANK(INDEX($G:$G,)), ISBLANK(INDEX($C:$C,))), \"\", 'PWS Records (System Entry)'!$D$4)","v":"LA1079001"},{"$f":"IF(AND(ISBLANK(INDEX($G:$G,)), ISBLANK(INDEX($C:$C,))), \"\", 'PWS Records (System Entry)'!$D$3)","v":"City of Alexandria Water System"},"1343 CHARLTON ST","ALEXANDRIA","LA",71303,10716111,31.285681799999999,-92.473258400000006,null,"Unknown","Not Applicable","Don't Know",null,null,null,"Unknown","Not Applicable",null,null,"Lead Status Unknown"]
[{"$f":"IF(AND(ISBLANK(INDEX($G:$G,)), ISBLANK(INDEX($C:$C,))), \"\", 'PWS Records (System Entry)'!$D$4)","v":"LA1079001"},{"$f":"IF(AND(ISBLANK(INDEX($G:$G,)), ISBLANK(INDEX($C:$C,))), \"\", 'PWS Records (System Entry)'!$D$3)","v":"City of Alexandria Water System"},"2817 RAPIDES AVE","ALEXANDRIA","LA",71301,10716113,31.307707199999999,-92.474354500000004,null,"Unknown","Not Applicable","Don't Know",null,null,null,"Unknown","Not Applicable",null,null,"Lead Status Unknown"]
[{"$f":"IF(AND(ISBLANK(INDEX($G:$G,)), ISBLANK(INDEX($C:$C,))), \"\", 'PWS Records (System Entry)'!$D$4)","v":"LA1079001"},{"$f":"IF(AND(ISBLANK(INDEX($G:$G,)), ISBLANK(INDEX($C:$C,))), \"\", 'PWS Records (System Entry)'!$D$3)","v":"City of Alexandria Water System"},"2817 RAPIDES AVE","ALEXANDRIA","LA",71301,10716116,31.307707199999999,-92.474354500000004,null,"Unknown","Not Applicable","Don't Know",null,null,null,"Unknown","Not Applicable",null,null,"Lead Status Unknown"]
[{"$f":"IF(AND(ISBLANK(INDEX($G:$G,)), ISBLANK(INDEX($C:$C,))), \"\", 'PWS Records (System Entry)'!$D$4)","v":"LA1079001"},{"$f":"IF(AND(ISBLANK(INDEX($G:$G,)), ISBLANK(INDEX($C:$C,))), \"\", 'PWS Records (System Entry)'!$D$3)","v":"City of Alexandria Water System"},"2817 RAPIDES AVE","ALEXANDRIA","LA",71301,10716119,31.307707199999999,-92.474354500000004,null,"Unknown","Not Applicable","Don't Know",null,null,null,"Unknown","Not Applicable",null,null,"Lead Status Unknown"]
[{"$f":"IF(AND(ISBLANK(INDEX($G:$G,)), ISBLANK(INDEX($C:$C,))), \"\", 'PWS Records (System Entry)'!$D$4)","v":"LA1079001"},{"$f":"IF(AND(ISBLANK(INDEX($G:$G,)), ISBLANK(INDEX($C:$C,))), \"\", 'PWS Records (System Entry)'!$D$3)","v":"City of Alexandria Water System"},"1108 SOUTHAMPTON DR","ALEXANDRIA","LA",71303,10716112,31.289136899999999,-92.482214200000001,null,"Unknown","Not Applicable","Don't Know",null,null,null,"Unknown","Not Applicable",null,null,"Lead Status Unknown"]
[{"$f":"IF(AND(ISBLANK(INDEX($G:$G,)), ISBLANK(INDEX($C:$C,))), \"\", 'PWS Records (System Entry)'!$D$4)","v":"LA1079001"},{"$f":"IF(AND(ISBLANK(INDEX($G:$G,)), ISBLANK(INDEX($C:$C,))), \"\", 'PWS Records (System Entry)'!$D$3)","v":"City of Alexandria Water System"},"1343 PETERMAN DR","ALEXANDRIA","LA",71303,10716114,31.276047399999999,-92.479443500000002,null,"Unknown","Not Applicable","Don't Know",null,null,null,"Unknown","Not Applicable",null,null,"Lead Status Unknown"]
[{"$f":"IF(AND(ISBLANK(INDEX($G:$G,)), ISBLANK(INDEX($C:$C,))), \"\", 'PWS Records (System Entry)'!$D$4)","v":"LA1079001"},{"$f":"IF(AND(ISBLANK(INDEX($G:$G,)), ISBLANK(INDEX($C:$C,))), \"\", 'PWS Records (System Entry)'!$D$3)","v":"City of Alexandria Water System"},"1343 PETERMAN DR","ALEXANDRIA","LA",71303,10716117,31.276047399999999,-92.479443500000002,null,"Unknown","Not Applicable","Don't Know",null,null,null,"Unknown","Not Applicable",null,null,"Lead Status Unknown"]
[{"$f":"IF(AND(ISBLANK(INDEX($G:$G,)), ISBLANK(INDEX($C:$C,))), \"\", 'PWS Records (System Entry)'!$D$4)","v":"LA1079001"},{"$f":"IF(AND(ISBLANK(INDEX($G:$G,)), ISBLANK(INDEX($C:$C,))), \"\", 'PWS Records (System Entry)'!$D$3)","v":"City of Alexandria Water System"},"1108 WILSHIRE DR","ALEXANDRIA","LA",71303,10716115,31.2903144,-92.478534300000007,null,"Unknown","Not Applicable","Don't Know",null,null,null,"Unknown","Not Applicable",null,null,"Lead Status Unknown"]
[{"$f":"IF(AND(ISBLANK(INDEX($G:$G,)), ISBLANK(INDEX($C:$C,))), \"\", 'PWS Records (System Entry)'!$D$4)","v":"LA1079001"},{"$f":"IF(AND(ISBLANK(INDEX($G:$G,)), ISBLANK(INDEX($C:$C,))), \"\", 'PWS Records (System Entry)'!$D$3)","v":"City of Alexandria Water System"},"1109 HUFFMAN ST","ALEXANDRIA","LA",71301,10716118,31.294029299999998,-92.445530300000001,null,"Unknown","Not Applicable","Don't Know",null,null,null,"Unknown","Not Applicable",null,null,"Lead Status Unknown"]
[{"$f":"IF(AND(ISBLANK(INDEX($G:$G,)), ISBLANK(INDEX($C:$C,))), \"\", 'PWS Records (System Entry)'!$D$4)","v":"LA1079001"},{"$f":"IF(AND(ISBLANK(INDEX($G:$G,)), ISBLANK(INDEX($C:$C,))), \"\", 'PWS Records (System Entry)'!$D$3)","v":"City of Alexandria Water System"},"1344 AUTUMN ORCHARD LOOP","ALEXANDRIA","LA",71303,10716120,31.345235299999999,-92.509767800000006,null,"Non-Lead - Plastic","Installation Date after Lead Ban","Don't Know",null,null,null,"Non-Lead - Plastic","Installation Date after Lead Ban",null,null,"Non-Lead"]
[{"$f":"IF(AND(ISBLANK(INDEX($G:$G,)), ISBLANK(INDEX($C:$C,))), \"\", 'PWS Records (System Entry)'!$D$4)","v":"LA1079001"},{"$f":"IF(AND(ISBLANK(INDEX($G:$G,)), ISBLANK(INDEX($C:$C,))), \"\", 'PWS Records (System Entry)'!$D$3)","v":"City of Alexandria Water System"},"1109 JIM MEYER DR BLDG 4109-B","ALEXANDRIA","LA",71303,10716121,31.327138600000001,-92.524668700000007,null,"Unknown","Not Applicable","Don't Know",null,null,null,"Unknown","Not Applicable",null,null,"Lead Status Unknown"]
[{"$f":"IF(AND(ISBLANK(INDEX($G:$G,)), ISBLANK(INDEX($C:$C,))), \"\", 'PWS Records (System Entry)'!$D$4)","v":"LA1079001"},{"$f":"IF(AND(ISBLANK(INDEX($G:$G,)), ISBLANK(INDEX($C:$C,))), \"\", 'PWS Records (System Entry)'!$D$3)","v":"City of Alexandria Water System"},"2817 STIMSON AVE","ALEXANDRIA","LA",71303,10716122,31.297850100000002,-92.471075400000004,null,"Unknown","Not Applicable","Don't Know",null,null,null,"Unknown","Not Applicable",null,null,"Lead Status Unknown"]
[{"$f":"IF(AND(ISBLANK(INDEX($G:$G,)), ISBLANK(INDEX($C:$C,))), \"\", 'PWS Records (System Entry)'!$D$4)","v":"LA1079001"},{"$f":"IF(AND(ISBLANK(INDEX($G:$G,)), ISBLANK(INDEX($C:$C,))), \"\", 'PWS Records (System Entry)'!$D$3)","v":"City of Alexandria Water System"},"1346 AUTUMN ORCHARD LOOP","ALEXANDRIA","LA",71303,10716123,31.345087400000001,-92.509840100000005,null,"Non-Lead - Plastic","Installation Date after Lead Ban","Don't Know",null,null,null,"Non-Lead - Plastic","Installation Date after Lead Ban",null,null,"Non-Lead"]
[{"$f":"IF(AND(ISBLANK(INDEX($G:$G,)), ISBLANK(INDEX($C:$C,))), \"\", 'PWS Records (System Entry)'!$D$4)","v":"LA1079001"},{"$f":"IF(AND(ISBLANK(INDEX($G:$G,)), ISBLANK(INDEX($C:$C,))), \"\", 'PWS Records (System Entry)'!$D$3)","v":"City of Alexandria Water System"},"1109 JIM MEYER DR BLDG 4109-A","ALEXANDRIA","LA",71303,10716124,31.327138600000001,-92.524668700000007,null,"Unknown","Not Applicable","Don't Know",null,null,null,"Unknown","Not Applicable",null,null,"Lead Status Unknown"]
[{"$f":"IF(AND(ISBLANK(INDEX($G:$G,)), ISBLANK(INDEX($C:$C,))), \"\", 'PWS Records (System Entry)'!$D$4)","v":"LA1079001"},{"$f":"IF(AND(ISBLANK(INDEX($G:$G,)), ISBLANK(INDEX($C:$C,))), \"\", 'PWS Records (System Entry)'!$D$3)","v":"City of Alexandria Water System"},"1347 AUTUMN ORCHARD LOOP","ALEXANDRIA","LA",71303,10716125,31.344999999999999,-92.509822099999994,null,"Non-Lead - Plastic","Installation Date after Lead Ban","Don't Know",null,null,null,"Non-Lead - Plastic","Installation Date after Lead Ban",null,null,"Non-Lead"]
[{"$f":"IF(AND(ISBLANK(INDEX($G:$G,)), ISBLANK(INDEX($C:$C,))), \"\", 'PWS Records (System Entry)'!$D$4)","v":"LA1079001"},{"$f":"IF(AND(ISBLANK(INDEX($G:$G,)), ISBLANK(INDEX($C:$C,))), \"\", 'PWS Records (System Entry)'!$D$3)","v":"City of Alexandria Water System"},"1109 MARTHA LN","ALEXANDRIA","LA",71303,10716126,31.3243501,-92.472978100000006,null,"Non-Lead - Plastic","Installation Record (for example, tap card)","Don't Know",null,null,null,"Unknown","Not Applicable",null,null,"Lead Status Unknown"]
[{"$f":"IF(AND(ISBLANK(INDEX($G:$G,)), ISBLANK(INDEX($C:$C,))), \"\", 'PWS Records (System Entry)'!$D$4)","v":"LA1079001"},{"$f":"IF(AND(ISBLANK(INDEX($G:$G,)), ISBLANK(INDEX($C:$C,))), \"\", 'PWS Records (System Entry)'!$D$3)","v":"City of Alexandria Water System"},"2817 SUMMERWOOD LN","ALEXANDRIA","LA",71303,10716127,31.316090599999999,-92.478837799999994,null,"Non-Lead - Plastic","Installation Date after Lead Ban","Don't Know",null,null,null,"Non-Lead - Plastic","Installation Date after Lead Ban",null,null,"Non-Lead"]
[{"$f":"IF(AND(ISBLANK(INDEX($G:$G,)), ISBLANK(INDEX($C:$C,))), \"\", 'PWS Records (System Entry)'!$D$4)","v":"LA1079001"},{"$f":"IF(AND(ISBLANK(INDEX($G:$G,)), ISBLANK(INDEX($C:$C,))), \"\", 'PWS Records (System Entry)'!$D$3)","v":"City of Alexandria Water System"},"1348 AUTUMN ORCHARD LOOP","ALEXANDRIA","LA",71303,10716128,31.344930900000001,-92.509916700000005,null,"Non-Lead - Plastic","Installation Date after Lead Ban","Don't Know",null,null,null,"Non-Lead - Plastic","Installation Date after Lead Ban",null,null,"Non-Lead"]
[{"$f":"IF(AND(ISBLANK(INDEX($G:$G,)), ISBLANK(INDEX($C:$C,))), \"\", 'PWS Records (System Entry)'!$D$4)","v":"LA1079001"},{"$f":"IF(AND(ISBLANK(INDEX($G:$G,)), ISBLANK(INDEX($C:$C,))), \"\", 'PWS Records (System Entry)'!$D$3)","v":"City of Alexandria Water System"},"1109 OLA ST","ALEXANDRIA","LA",71303,10716130,31.268762800000001,-92.488264099999995,null,"Unknown","Not Applicable","Don't Know",null,null,null,"Unknown","Not Applicable",null,null,"Lead Status Unknown"]
[{"$f":"IF(AND(ISBLANK(INDEX($G:$G,)), ISBLANK(INDEX($C:$C,))), \"\", 'PWS Records (System Entry)'!$D$4)","v":"LA1079001"},{"$f":"IF(AND(ISBLANK(INDEX($G:$G,)), ISBLANK(INDEX($C:$C,))), \"\", 'PWS Records (System Entry)'!$D$3)","v":"City of Alexandria Water System"},"1109 OLA ST","ALEXANDRIA","LA",71303,10716133,31.268762800000001,-92.488264099999995,null,"Unknown","Not Applicable","Don't Know",null,null,null,"Unknown","Not Applicable",null,null,{"$f":"IF(AND(INDEX($K:$K,)=\"\", INDEX($L:$L,)=\"\", INDEX($M:$M,)=\"\", INDEX($Q:$Q,)=\"\", INDEX($R:$R,)=\"\"), \"\", IF(OR(INDEX($K:$K,)=\"Lead\",INDEX($Q:$Q,)=\"Lead\"),\"Lead\",IF(OR(AND(OR(INDEX($M:$M,)=\"Yes\", INDEX($M:$M,)=\"Don't Know\", INDEX($M:$M,)=\"\"), INDEX($Q:$Q,)=\"Galvanized Iron/Steel\"), AND(INDEX($K:$K,)=\"Unknown\", INDEX($M:$M,)=\"No\", INDEX($Q:$Q,)=\"Galvanized Iron/Steel\")), \"Galvanized Requiring Replacement\", IF(OR(AND(OR(INDEX($K:$K,)=\"Galvanized Iron/Steel\", INDEX($K:$K,)=\"Non-Lead - Copper\", INDEX($K:$K,)=\"Non-Lead - Plastic\", INDEX($K:$K,)=\"Non-Lead - Other\", INDEX($K:$K,)=\"Non-Lead - Material Unknown\", INDEX($K:$K,)=\"No System Owned Portion\"), OR(INDEX($Q:$Q,)=\"Galvanized Iron/Steel\", INDEX($Q:$Q,)=\"Non-Lead - Copper\", INDEX($Q:$Q,)=\"Non-Lead - Plastic\", INDEX($Q:$Q,)=\"Non-Lead - Other\", INDEX($Q:$Q,)=\"Non-Lead - Predictive Model\", INDEX($Q:$Q,)=\"No Customer Owned Portion\")), AND(OR( INDEX($K:$K,)=\"Galvanized Iron/Steel\", INDEX($K:$K,)=\"Non-Lead - Copper\", INDEX($K:$K,)=\"Non-Lead - Plastic\", INDEX($K:$K,)=\"Non-Lead - Other\", INDEX($K:$K,)=\"Non-Lead - Material Unknown\", INDEX($K:$K,)=\"No System Owned Portion\"), INDEX($M:$M,)=\"No\", INDEX($Q:$Q,)=\"Non-Lead - Material Unknown\")), \"Non-Lead\", \"Lead Status Unknown\"))))","v":"Lead Status Unknown"}]
[{"$f":"IF(AND(ISBLANK(INDEX($G:$G,)), ISBLANK(INDEX($C:$C,))), \"\", 'PWS Records (System Entry)'!$D$4)","v":"LA1079001"},{"$f":"IF(AND(ISBLANK(INDEX($G:$G,)), ISBLANK(INDEX($C:$C,))), \"\", 'PWS Records (System Entry)'!$D$3)","v":"City of Alexandria Water System"},"2817 WOODLAWN DR","ALEXANDRIA","LA",71303,10716129,31.317997900000002,-92.482301000000007,null,"Unknown","Not Applicable","Don't Know",null,null,null,"Unknown","Not Applicable",null,null,"Lead Status Unknown"]
[{"$f":"IF(AND(ISBLANK(INDEX($G:$G,)), ISBLANK(INDEX($C:$C,))), \"\", 'PWS Records (System Entry)'!$D$4)","v":"LA1079001"},{"$f":"IF(AND(ISBLANK(INDEX($G:$G,)), ISBLANK(INDEX($C:$C,))), \"\", 'PWS Records (System Entry)'!$D$3)","v":"City of Alexandria Water System"},"1348 RAPIDES AVE UNIT A","ALEXANDRIA","LA",71301,10716131,31.311727300000001,-92.459023299999998,null,"Unknown","Not Applicable","Don't Know",null,null,null,"Unknown","Not Applicable",null,null,"Lead Status Unknown"]
[{"$f":"IF(AND(ISBLANK(INDEX($G:$G,)), ISBLANK(INDEX($C:$C,))), \"\", 'PWS Records (System Entry)'!$D$4)","v":"LA1079001"},{"$f":"IF(AND(ISBLANK(INDEX($G:$G,)), ISBLANK(INDEX($C:$C,))), \"\", 'PWS Records (System Entry)'!$D$3)","v":"City of Alexandria Water System"},"1348 RAPIDES AVE UNIT A","ALEXANDRIA","LA",71301,10716134,31.311727300000001,-92.459023299999998,null,"Unknown","Not Applicable","Don't Know",null,null,null,"Unknown","Not Applicable",null,null,"Lead Status Unknown"]
[{"$f":"IF(AND(ISBLANK(INDEX($G:$G,)), ISBLANK(INDEX($C:$C,))), \"\", 'PWS Records (System Entry)'!$D$4)","v":"LA1079001"},{"$f":"IF(AND(ISBLANK(INDEX($G:$G,)), ISBLANK(INDEX($C:$C,))), \"\", 'PWS Records (System Entry)'!$D$3)","v":"City of Alexandria Water System"},"2818 DARBY ST","ALEXANDRIA","LA",71303,10716132,31.298723200000001,-92.471761400000005,null,"Unknown","Not Applicable","Don't Know",null,null,null,"Unknown","Not Applicable",null,null,"Lead Status Unknown"]
[{"$f":"IF(AND(ISBLANK(INDEX($G:$G,)), ISBLANK(INDEX($C:$C,))), \"\", 'PWS Records (System Entry)'!$D$4)","v":"LA1079001"},{"$f":"IF(AND(ISBLANK(INDEX($G:$G,)), ISBLANK(INDEX($C:$C,))), \"\", 'PWS Records (System Entry)'!$D$3)","v":"City of Alexandria Water System"},"1109 PRESIDENTS DR","ALEXANDRIA","LA",71303,10716135,31.324302800000002,-92.484196400000002,null,"Non-Lead - Plastic","Installation Date after Lead Ban","Don't Know",null,null,null,"Non-Lead - Plastic","Installation Date after Lead Ban",null,null,"Non-Lead"]
[{"$f":"IF(AND(ISBLANK(INDEX($G:$G,)), ISBLANK(INDEX($C:$C,))), \"\", 'PWS Records (System Entry)'!$D$4)","v":"LA1079001"},{"$f":"IF(AND(ISBLANK(INDEX($G:$G,)), ISBLANK(INDEX($C:$C,))), \"\", 'PWS Records (System Entry)'!$D$3)","v":"City of Alexandria Water System"},"2818 WOODLAWN DR","ALEXANDRIA","LA",71303,10716136,31.3180838,-92.482258000000002,null,"Unknown","Not Applicable","Don't Know",null,null,null,"Unknown","Not Applicable",null,null,"Lead Status Unknown"]
[{"$f":"IF(AND(ISBLANK(INDEX($G:$G,)), ISBLANK(INDEX($C:$C,))), \"\", 'PWS Records (System Entry)'!$D$4)","v":"LA1079001"},{"$f":"IF(AND(ISBLANK(INDEX($G:$G,)), ISBLANK(INDEX($C:$C,))), \"\", 'PWS Records (System Entry)'!$D$3)","v":"City of Alexandria Water System"},"1349 AUTUMN ORCHARD LOOP","ALEXANDRIA","LA",71303,10716137,31.3448365,-92.509901999999997,null,"Non-Lead - Plastic","Installation Date after Lead Ban","Don't Know",null,null,null,"Non-Lead - Plastic","Installation Date after Lead Ban",null,null,"Non-Lead"]
[{"$f":"IF(AND(ISBLANK(INDEX($G:$G,)), ISBLANK(INDEX($C:$C,))), \"\", 'PWS Records (System Entry)'!$D$4)","v":"LA1079001"},{"$f":"IF(AND(ISBLANK(INDEX($G:$G,)), ISBLANK(INDEX($C:$C,))), \"\", 'PWS Records (System Entry)'!$D$3)","v":"City of Alexandria Water System"},"1109 TEXAS AVE","ALEXANDRIA","LA",71303,10716138,31.291670400000001,-92.473913199999998,null,"Unknown","Not Applicable","Don't Know",null,null,null,"Unknown","Not Applicable",null,null,"Lead Status Unknown"]
[{"$f":"IF(AND(ISBLANK(INDEX($G:$G,)), ISBLANK(INDEX($C:$C,))), \"\", 'PWS Records (System Entry)'!$D$4)","v":"LA1079001"},{"$f":"IF(AND(ISBLANK(INDEX($G:$G,)), ISBLANK(INDEX($C:$C,))), \"\", 'PWS Records (System Entry)'!$D$3)","v":"City of Alexandria Water System"},"2819 3RD ST","ALEXANDRIA","LA",71303,10716139,31.299350400000002,-92.429290199999997,null,"Unknown","Not Applicable","Don't Know",null,null,null,"Unknown","Not Applicable",null,null,"Lead Status Unknown"]
[{"$f":"IF(AND(ISBLANK(INDEX($G:$G,)), ISBLANK(INDEX($C:$C,))), \"\", 'PWS Records (System Entry)'!$D$4)","v":"LA1079001"},{"$f":"IF(AND(ISBLANK(INDEX($G:$G,)), ISBLANK(INDEX($C:$C,))), \"\", 'PWS Records (System Entry)'!$D$3)","v":"City of Alexandria Water System"},"1349 CHARLTON ST","ALEXANDRIA","LA",71303,10716140,31.285618599999999,-92.473435199999997,null,"Unknown","Not Applicable","Don't Know",null,null,null,"Unknown","Not Applicable",null,null,"Lead Status Unknown"]
[{"$f":"IF(AND(ISBLANK(INDEX($G:$G,)), ISBLANK(INDEX($C:$C,))), \"\", 'PWS Records (System Entry)'!$D$4)","v":"LA1079001"},{"$f":"IF(AND(ISBLANK(INDEX($G:$G,)), ISBLANK(INDEX($C:$C,))), \"\", 'PWS Records (System Entry)'!$D$3)","v":"City of Alexandria Water System"},"1109 W POINT DR","ALEXANDRIA","LA",71303,10716141,31.261026000000001,-92.492136000000002,null,"Non-Lead - Other","Installation Record (for example, tap card)","Don't Know",null,null,null,"Non-Lead - Other","Installation Record (for example, tap card)",null,null,"Non-Lead"]
[{"$f":"IF(AND(ISBLANK(INDEX($G:$G,)), ISBLANK(INDEX($C:$C,))), \"\", 'PWS Records (System Entry)'!$D$4)","v":"LA1079001"},{"$f":"IF(AND(ISBLANK(INDEX($G:$G,)), ISBLANK(INDEX($C:$C,))), \"\", 'PWS Records (System Entry)'!$D$3)","v":"City of Alexandria Water System"},"1109 W POINT DR","ALEXANDRIA","LA",71303,10716144,31.261026000000001,-92.492136000000002,null,"Non-Lead - Other","Installation Record (for example, tap card)","Don't Know",null,null,null,"Non-Lead - Other","Installation Record (for example, tap card)",null,null,"Non-Lead"]
[{"$f":"IF(AND(ISBLANK(INDEX($G:$G,)), ISBLANK(INDEX($C:$C,))), \"\", 'PWS Records (System Entry)'!$D$4)","v":"LA1079001"},{"$f":"IF(AND(ISBLANK(INDEX($G:$G,)), ISBLANK(INDEX($C:$C,))), \"\", 'PWS Records (System Entry)'!$D$3)","v":"City of Alexandria Water System"},"1349 HARRIS ST","ALEXANDRIA","LA",71303,10716142,31.303380900000001,-92.449024499999993,null,"Unknown","Not Applicable","Don't Know",null,null,null,"Unknown","Not Applicable",null,null,"Lead Status Unknown"]
[{"$f":"IF(AND(ISBLANK(INDEX($G:$G,)), ISBLANK(INDEX($C:$C,))), \"\", 'PWS Records (System Entry)'!$D$4)","v":"LA1079001"},{"$f":"IF(AND(ISBLANK(INDEX($G:$G,)), ISBLANK(INDEX($C:$C,))), \"\", 'PWS Records (System Entry)'!$D$3)","v":"City of Alexandria Water System"},"2819 DENNIS ST","ALEXANDRIA","LA",71303,10716143,31.287709199999998,-92.453157700000006,null,"Non-Lead - Other","Installation Date after Lead Ban","Don't Know",null,null,null,"Non-Lead - Other","Installation Date after Lead Ban",null,null,"Non-Lead"]
[{"$f":"IF(AND(ISBLANK(INDEX($G:$G,)), ISBLANK(INDEX($C:$C,))), \"\", 'PWS Records (System Entry)'!$D$4)","v":"LA1079001"},{"$f":"IF(AND(ISBLANK(INDEX($G:$G,)), ISBLANK(INDEX($C:$C,))), \"\", 'PWS Records (System Entry)'!$D$3)","v":"City of Alexandria Water System"},"1349 MACARTHUR DR","ALEXANDRIA","LA",71301,10716147,31.286035200000001,-92.474343000000005,null,"Unknown","Not Applicable","Don't Know",null,null,null,"Unknown","Not Applicable",null,null,"Lead Status Unknown"]
[{"$f":"IF(AND(ISBLANK(INDEX($G:$G,)), ISBLANK(INDEX($C:$C,))), \"\", 'PWS Records (System Entry)'!$D$4)","v":"LA1079001"},{"$f":"IF(AND(ISBLANK(INDEX($G:$G,)), ISBLANK(INDEX($C:$C,))), \"\", 'PWS Records (System Entry)'!$D$3)","v":"City of Alexandria Water System"},"2819 JEANETTE ST","ALEXANDRIA","LA",71303,10716146,31.3044656,-92.473249300000006,null,"Unknown","Not Applicable","Don't Know",null,null,null,"Unknown","Not Applicable",null,null,"Lead Status Unknown"]
[{"$f":"IF(AND(ISBLANK(INDEX($G:$G,)), ISBLANK(INDEX($C:$C,))), \"\", 'PWS Records (System Entry)'!$D$4)","v":"LA1079001"},{"$f":"IF(AND(ISBLANK(INDEX($G:$G,)), ISBLANK(INDEX($C:$C,))), \"\", 'PWS Records (System Entry)'!$D$3)","v":"City of Alexandria Water System"},"111 15TH ST","ALEXANDRIA","LA",71303,10716145,31.310309400000001,-92.458360499999998,null,"Unknown","Not Applicable","Don't Know",null,null,null,"Unknown","Not Applicable",null,null,"Lead Status Unknown"]
[{"$f":"IF(AND(ISBLANK(INDEX($G:$G,)), ISBLANK(INDEX($C:$C,))), \"\", 'PWS Records (System Entry)'!$D$4)","v":"LA1079001"},{"$f":"IF(AND(ISBLANK(INDEX($G:$G,)), ISBLANK(INDEX($C:$C,))), \"\", 'PWS Records (System Entry)'!$D$3)","v":"City of Alexandria Water System"},"2819 SABINE DR","ALEXANDRIA","LA",71303,10716149,31.317256499999999,-92.4819143,null,"Unknown","Not Applicable","Don't Know",null,null,null,"Unknown","Not Applicable",null,null,"Lead Status Unknown"]
[{"$f":"IF(AND(ISBLANK(INDEX($G:$G,)), ISBLANK(INDEX($C:$C,))), \"\", 'PWS Records (System Entry)'!$D$4)","v":"LA1079001"},{"$f":"IF(AND(ISBLANK(INDEX($G:$G,)), ISBLANK(INDEX($C:$C,))), \"\", 'PWS Records (System Entry)'!$D$3)","v":"City of Alexandria Water System"},"111 BELLEAU WOOD BLVD","ALEXANDRIA","LA",71301,10716148,31.273959699999999,-92.498969099999997,null,"Non-Lead - Other","Installation Record (for example, tap card)","Don't Know",null,null,null,"Non-Lead - Other","Installation Record (for example, tap card)",null,null,"Non-Lead"]
[{"$f":"IF(AND(ISBLANK(INDEX($G:$G,)), ISBLANK(INDEX($C:$C,))), \"\", 'PWS Records (System Entry)'!$D$4)","v":"LA1079001"},{"$f":"IF(AND(ISBLANK(INDEX($G:$G,)), ISBLANK(INDEX($C:$C,))), \"\", 'PWS Records (System Entry)'!$D$3)","v":"City of Alexandria Water System"},"111 BELLEAU WOOD BLVD","ALEXANDRIA","LA",71301,10716151,31.273959699999999,-92.498969099999997,null,"Non-Lead - Other","Installation Record (for example, tap card)","Don't Know",null,null,null,"Non-Lead - Other","Installation Record (for example, tap card)",null,null,"Non-Lead"]
[{"$f":"IF(AND(ISBLANK(INDEX($G:$G,)), ISBLANK(INDEX($C:$C,))), \"\", 'PWS Records (System Entry)'!$D$4)","v":"LA1079001"},{"$f":"IF(AND(ISBLANK(INDEX($G:$G,)), ISBLANK(INDEX($C:$C,))), \"\", 'PWS Records (System Entry)'!$D$3)","v":"City of Alexandria Water System"},"135 BILL WARNER RD","ALEXANDRIA","LA",71303,10716150,31.1867932,-92.409393399999999,null,"Non-Lead - Other","Installation Record (for example, tap card)","Don't Know",null,null,null,"Non-Lead - Other","Installation Record (for example, tap card)",null,null,"Non-Lead"]
[{"$f":"IF(AND(ISBLANK(INDEX($G:$G,)), ISBLANK(INDEX($C:$C,))), \"\", 'PWS Records (System Entry)'!$D$4)","v":"LA1079001"},{"$f":"IF(AND(ISBLANK(INDEX($G:$G,)), ISBLANK(INDEX($C:$C,))), \"\", 'PWS Records (System Entry)'!$D$3)","v":"City of Alexandria Water System"},"282 BELLEAU WOOD BLVD","ALEXANDRIA","LA",71301,10716152,31.273203500000001,-92.496205700000004,null,"Non-Lead - Other","Installation Record (for example, tap card)","Don't Know",null,null,null,"Non-Lead - Other","Installation Record (for example, tap card)",null,null,"Non-Lead"]
[{"$f":"IF(AND(ISBLANK(INDEX($G:$G,)), ISBLANK(INDEX($C:$C,))), \"\", 'PWS Records (System Entry)'!$D$4)","v":"LA1079001"},{"$f":"IF(AND(ISBLANK(INDEX($G:$G,)), ISBLANK(INDEX($C:$C,))), \"\", 'PWS Records (System Entry)'!$D$3)","v":"City of Alexandria Water System"},"135 FRANCES ST","ALEXANDRIA","LA",71303,10716153,31.323485000000002,-92.4561475,null,"Unknown","Not Applicable","Don't Know",null,null,null,"Unknown","Not Applicable",null,null,"Lead Status Unknown"]
[{"$f":"IF(AND(ISBLANK(INDEX($G:$G,)), ISBLANK(INDEX($C:$C,))), \"\", 'PWS Records (System Entry)'!$D$4)","v":"LA1079001"},{"$f":"IF(AND(ISBLANK(INDEX($G:$G,)), ISBLANK(INDEX($C:$C,))), \"\", 'PWS Records (System Entry)'!$D$3)","v":"City of Alexandria Water System"},"111 COLONIAL DR","ALEXANDRIA","LA",71303,10716154,31.302906499999999,-92.470235400000007,null,"Non-Lead - Plastic","Installation Record (for example, tap card)","Don't Know",null,null,null,"Unknown","Not Applicable",null,null,"Lead Status Unknown"]
[{"$f":"IF(AND(ISBLANK(INDEX($G:$G,)), ISBLANK(INDEX($C:$C,))), \"\", 'PWS Records (System Entry)'!$D$4)","v":"LA1079001"},{"$f":"IF(AND(ISBLANK(INDEX($G:$G,)), ISBLANK(INDEX($C:$C,))), \"\", 'PWS Records (System Entry)'!$D$3)","v":"City of Alexandria Water System"},"135 GEORGETOWN DR","ALEXANDRIA","LA",71303,10716155,31.3014075,-92.484710500000006,null,"Non-Lead - Plastic","Installation Record (for example, tap card)","Don't Know",null,null,null,"Unknown","Not Applicable",null,null,"Lead Status Unknown"]
[{"$f":"IF(AND(ISBLANK(INDEX($G:$G,)), ISBLANK(INDEX($C:$C,))), \"\", 'PWS Records (System Entry)'!$D$4)","v":"LA1079001"},{"$f":"IF(AND(ISBLANK(INDEX($G:$G,)), ISBLANK(INDEX($C:$C,))), \"\", 'PWS Records (System Entry)'!$D$3)","v":"City of Alexandria Water System"},"2820 CULPEPPER RD","ALEXANDRIA","LA",71303,10716156,31.263969199999998,-92.460479899999996,null,"Unknown","Not Applicable","Don't Know",null,null,null,"Unknown","Not Applicable",null,null,"Lead Status Unknown"]
[{"$f":"IF(AND(ISBLANK(INDEX($G:$G,)), ISBLANK(INDEX($C:$C,))), \"\", 'PWS Records (System Entry)'!$D$4)","v":"LA1079001"},{"$f":"IF(AND(ISBLANK(INDEX($G:$G,)), ISBLANK(INDEX($C:$C,))), \"\", 'PWS Records (System Entry)'!$D$3)","v":"City of Alexandria Water System"},"111 COOK AVE","ALEXANDRIA","LA",71303,10716157,31.3064915,-92.461607200000003,null,"Non-Lead - Other","Installation Date after Lead Ban","Don't Know",null,null,null,"Non-Lead - Other","Installation Date after Lead Ban",null,null,"Non-Lead"]
[{"$f":"IF(AND(ISBLANK(INDEX($G:$G,)), ISBLANK(INDEX($C:$C,))), \"\", 'PWS Records (System Entry)'!$D$4)","v":"LA1079001"},{"$f":"IF(AND(ISBLANK(INDEX($G:$G,)), ISBLANK(INDEX($C:$C,))), \"\", 'PWS Records (System Entry)'!$D$3)","v":"City of Alexandria Water System"},"135 PECAN BAYOU DR","ALEXANDRIA","LA",71303,10716158,31.287815200000001,-92.511492899999993,null,"Non-Lead - Other","Installation Record (for example, tap card)","Don't Know",null,null,null,"Non-Lead - Other","Installation Record (for example, tap card)",null,null,"Non-Lead"]
[{"$f":"IF(AND(ISBLANK(INDEX($G:$G,)), ISBLANK(INDEX($C:$C,))), \"\", 'PWS Records (System Entry)'!$D$4)","v":"LA1079001"},{"$f":"IF(AND(ISBLANK(INDEX($G:$G,)), ISBLANK(INDEX($C:$C,))), \"\", 'PWS Records (System Entry)'!$D$3)","v":"City of Alexandria Water System"},"135 PECAN BAYOU DR","ALEXANDRIA","LA",71303,10716161,31.287815200000001,-92.511492899999993,null,"Non-Lead - Other","Installation Record (for example, tap card)","Don't Know",null,null,null,"Non-Lead - Other","Installation Record (for example, tap card)",null,null,"Non-Lead"]
[{"$f":"IF(AND(ISBLANK(INDEX($G:$G,)), ISBLANK(INDEX($C:$C,))), \"\", 'PWS Records (System Entry)'!$D$4)","v":"LA1079001"},{"$f":"IF(AND(ISBLANK(INDEX($G:$G,)), ISBLANK(INDEX($C:$C,))), \"\", 'PWS Records (System Entry)'!$D$3)","v":"City of Alexandria Water System"},"2820 HILL ST","ALEXANDRIA","LA",71303,10716159,31.292036700000001,-92.466546699999995,null,"Unknown","Not Applicable","Don't Know",null,null,null,"Unknown","Not Applicable",null,null,"Lead Status Unknown"]
[{"$f":"IF(AND(ISBLANK(INDEX($G:$G,)), ISBLANK(INDEX($C:$C,))), \"\", 'PWS Records (System Entry)'!$D$4)","v":"LA1079001"},{"$f":"IF(AND(ISBLANK(INDEX($G:$G,)), ISBLANK(INDEX($C:$C,))), \"\", 'PWS Records (System Entry)'!$D$3)","v":"City of Alexandria Water System"},"111 GEORGETOWN DR","ALEXANDRIA","LA",71303,10716160,31.3026959,-92.485214600000006,null,"Unknown","Not Applicable","Don't Know",null,null,null,"Unknown","Not Applicable",null,null,"Lead Status Unknown"]
[{"$f":"IF(AND(ISBLANK(INDEX($G:$G,)), ISBLANK(INDEX($C:$C,))), \"\", 'PWS Records (System Entry)'!$D$4)","v":"LA1079001"},{"$f":"IF(AND(ISBLANK(INDEX($G:$G,)), ISBLANK(INDEX($C:$C,))), \"\", 'PWS Records (System Entry)'!$D$3)","v":"City of Alexandria Water System"},"2820 HOUSTON ST","ALEXANDRIA","LA",71303,10716162,31.287269299999998,-92.446941699999996,null,"Unknown","Not Applicable","Don't Know",null,null,null,"Unknown","Not Applicable",null,null,"Lead Status Unknown"]
[{"$f":"IF(AND(ISBLANK(INDEX($G:$G,)), ISBLANK(INDEX($C:$C,))), \"\", 'PWS Records (System Entry)'!$D$4)","v":"LA1079001"},{"$f":"IF(AND(ISBLANK(INDEX($G:$G,)), ISBLANK(INDEX($C:$C,))), \"\", 'PWS Records (System Entry)'!$D$3)","v":"City of Alexandria Water System"},"111 MACARTHUR DR","ALEXANDRIA","LA",71303,10716163,31.300170600000001,-92.479429199999998,null,"Unknown","Not Applicable","Don't Know",null,null,null,"Unknown","Not Applicable",null,null,"Lead Status Unknown"]
[{"$f":"IF(AND(ISBLANK(INDEX($G:$G,)), ISBLANK(INDEX($C:$C,))), \"\", 'PWS Records (System Entry)'!$D$4)","v":"LA1079001"},{"$f":"IF(AND(ISBLANK(INDEX($G:$G,)), ISBLANK(INDEX($C:$C,))), \"\", 'PWS Records (System Entry)'!$D$3)","v":"City of Alexandria Water System"},"135 WOODS EDGE DR","ALEXANDRIA","LA",71303,10716164,31.264052,-92.498253000000005,null,"Non-Lead - Other","Installation Record (for example, tap card)","Don't Know",null,null,null,"Non-Lead - Other","Installation Record (for example, tap card)",null,null,"Non-Lead"]
[{"$f":"IF(AND(ISBLANK(INDEX($G:$G,)), ISBLANK(INDEX($C:$C,))), \"\", 'PWS Records (System Entry)'!$D$4)","v":"LA1079001"},{"$f":"IF(AND(ISBLANK(INDEX($G:$G,)), ISBLANK(INDEX($C:$C,))), \"\", 'PWS Records (System Entry)'!$D$3)","v":"City of Alexandria Water System"},"135 WOODS EDGE DR","ALEXANDRIA","LA",71303,10716165,31.264052,-92.498253000000005,null,"Non-Lead - Other","Installation Record (for example, tap card)","Don't Know",null,null,null,"Non-Lead - Other","Installation Record (for example, tap card)",null,null,"Non-Lead"]
[{"$f":"IF(AND(ISBLANK(INDEX($G:$G,)), ISBLANK(INDEX($C:$C,))), \"\", 'PWS Records (System Entry)'!$D$4)","v":"LA1079001"},{"$f":"IF(AND(ISBLANK(INDEX($G:$G,)), ISBLANK(INDEX($C:$C,))), \"\", 'PWS Records (System Entry)'!$D$3)","v":"City of Alexandria Water System"},"111 PARK PLACE DR","ALEXANDRIA","LA",71303,10716166,31.286591300000001,-92.462853100000004,null,"Unknown","Not Applicable","Don't Know",null,null,null,"Unknown","Not Applicable",null,null,"Lead Status Unknown"]
[{"$f":"IF(AND(ISBLANK(INDEX($G:$G,)), ISBLANK(INDEX($C:$C,))), \"\", 'PWS Records (System Entry)'!$D$4)","v":"LA1079001"},{"$f":"IF(AND(ISBLANK(INDEX($G:$G,)), ISBLANK(INDEX($C:$C,))), \"\", 'PWS Records (System Entry)'!$D$3)","v":"City of Alexandria Water System"},"2820 HOUSTON ST UNIT B","ALEXANDRIA","LA",71301,10716167,31.287269299999998,-92.446941699999996,null,"Unknown","Not Applicable","Don't Know",null,null,null,"Unknown","Not Applicable",null,null,"Lead Status Unknown"]
[{"$f":"IF(AND(ISBLANK(INDEX($G:$G,)), ISBLANK(INDEX($C:$C,))), \"\", 'PWS Records (System Entry)'!$D$4)","v":"LA1079001"},{"$f":"IF(AND(ISBLANK(INDEX($G:$G,)), ISBLANK(INDEX($C:$C,))), \"\", 'PWS Records (System Entry)'!$D$3)","v":"City of Alexandria Water System"},"1350 AUTUMN ORCHARD LOOP","ALEXANDRIA","LA",71303,10716168,31.344778000000002,-92.509991400000004,null,"Non-Lead - Plastic","Installation Date after Lead Ban","Don't Know",null,null,null,"Non-Lead - Plastic","Installation Date after Lead Ban",null,null,"Non-Lead"]
[{"$f":"IF(AND(ISBLANK(INDEX($G:$G,)), ISBLANK(INDEX($C:$C,))), \"\", 'PWS Records (System Entry)'!$D$4)","v":"LA1079001"},{"$f":"IF(AND(ISBLANK(INDEX($G:$G,)), ISBLANK(INDEX($C:$C,))), \"\", 'PWS Records (System Entry)'!$D$3)","v":"City of Alexandria Water System"},"111 PECAN WOOD DR","ALEXANDRIA","LA",71303,10716169,31.311677799999998,-92.580498700000007,null,"Non-Lead - Plastic","Installation Date after Lead Ban","Don't Know",null,null,null,"Non-Lead - Plastic","Installation Date after Lead Ban",null,null,"Non-Lead"]
[{"$f":"IF(AND(ISBLANK(INDEX($G:$G,)), ISBLANK(INDEX($C:$C,))), \"\", 'PWS Records (System Entry)'!$D$4)","v":"LA1079001"},{"$f":"IF(AND(ISBLANK(INDEX($G:$G,)), ISBLANK(INDEX($C:$C,))), \"\", 'PWS Records (System Entry)'!$D$3)","v":"City of Alexandria Water System"},"1350 ENTERPRISE RD","ALEXANDRIA","LA",71301,10716170,31.321668800000001,-92.470960000000005,null,"Unknown","Not Applicable","Don't Know",null,null,null,"Unknown","Not Applicable",null,null,"Lead Status Unknown"]
[{"$f":"IF(AND(ISBLANK(INDEX($G:$G,)), ISBLANK(INDEX($C:$C,))), \"\", 'PWS Records (System Entry)'!$D$4)","v":"LA1079001"},{"$f":"IF(AND(ISBLANK(INDEX($G:$G,)), ISBLANK(INDEX($C:$C,))), \"\", 'PWS Records (System Entry)'!$D$3)","v":"City of Alexandria Water System"},"111 ST ANDREWS DR","ALEXANDRIA","LA",71303,10716171,31.2968245,-92.543986500000003,null,"Non-Lead - Plastic","Installation Date after Lead Ban","No",null,null,null,"Non-Lead - Plastic","Installation Date after Lead Ban",null,null,"Non-Lead"]
[{"$f":"IF(AND(ISBLANK(INDEX($G:$G,)), ISBLANK(INDEX($C:$C,))), \"\", 'PWS Records (System Entry)'!$D$4)","v":"LA1079001"},{"$f":"IF(AND(ISBLANK(INDEX($G:$G,)), ISBLANK(INDEX($C:$C,))), \"\", 'PWS Records (System Entry)'!$D$3)","v":"City of Alexandria Water System"},"111 ST ANDREWS DR","ALEXANDRIA","LA",71303,10716174,31.2968245,-92.543986500000003,null,"Non-Lead - Plastic","Installation Date after Lead Ban","Don't Know",null,null,null,"Non-Lead - Plastic","Installation Date after Lead Ban",null,null,"Non-Lead"]
[{"$f":"IF(AND(ISBLANK(INDEX($G:$G,)), ISBLANK(INDEX($C:$C,))), \"\", 'PWS Records (System Entry)'!$D$4)","v":"LA1079001"},{"$f":"IF(AND(ISBLANK(INDEX($G:$G,)), ISBLANK(INDEX($C:$C,))), \"\", 'PWS Records (System Entry)'!$D$3)","v":"City of Alexandria Water System"},"2820 JACKSON ST","ALEXANDRIA","LA",71303,10716172,31.293375999999999,-92.467336000000003,null,"Unknown","Not Applicable","Don't Know",null,null,null,"Unknown","Not Applicable",null,null,"Lead Status Unknown"]
[{"$f":"IF(AND(ISBLANK(INDEX($G:$G,)), ISBLANK(INDEX($C:$C,))), \"\", 'PWS Records (System Entry)'!$D$4)","v":"LA1079001"},{"$f":"IF(AND(ISBLANK(INDEX($G:$G,)), ISBLANK(INDEX($C:$C,))), \"\", 'PWS Records (System Entry)'!$D$3)","v":"City of Alexandria Water System"},"1351 AUTUMN ORCHARD LOOP","ALEXANDRIA","LA",71303,10716173,31.344672500000001,-92.509982100000002,null,"Non-Lead - Plastic","Installation Date after Lead Ban","Don't Know",null,null,null,"Non-Lead - Plastic","Installation Date after Lead Ban",null,null,"Non-Lead"]
[{"$f":"IF(AND(ISBLANK(INDEX($G:$G,)), ISBLANK(INDEX($C:$C,))), \"\", 'PWS Records (System Entry)'!$D$4)","v":"LA1079001"},{"$f":"IF(AND(ISBLANK(INDEX($G:$G,)), ISBLANK(INDEX($C:$C,))), \"\", 'PWS Records (System Entry)'!$D$3)","v":"City of Alexandria Water System"},"2820 LOS ANGELES ST","ALEXANDRIA","LA",71303,10716175,31.286240500000002,-92.438514600000005,null,"Unknown","Not Applicable","Don't Know",null,null,null,"Unknown","Not Applicable",null,null,"Lead Status Unknown"]
[{"$f":"IF(AND(ISBLANK(INDEX($G:$G,)), ISBLANK(INDEX($C:$C,))), \"\", 'PWS Records (System Entry)'!$D$4)","v":"LA1079001"},{"$f":"IF(AND(ISBLANK(INDEX($G:$G,)), ISBLANK(INDEX($C:$C,))), \"\", 'PWS Records (System Entry)'!$D$3)","v":"City of Alexandria Water System"},"1351 ENTERPRISE RD","ALEXANDRIA","LA",71303,10716176,31.321612900000002,-92.471149299999993,null,"Unknown","Not Applicable","Don't Know",null,null,null,"Unknown","Not Applicable",null,null,"Lead Status Unknown"]
[{"$f":"IF(AND(ISBLANK(INDEX($G:$G,)), ISBLANK(INDEX($C:$C,))), \"\", 'PWS Records (System Entry)'!$D$4)","v":"LA1079001"},{"$f":"IF(AND(ISBLANK(INDEX($G:$G,)), ISBLANK(INDEX($C:$C,))), \"\", 'PWS Records (System Entry)'!$D$3)","v":"City of Alexandria Water System"},"1110 APPLEWHITE ST","ALEXANDRIA","LA",71303,10716177,31.296665999999998,-92.439335999999997,null,"Unknown","Not Applicable","Don't Know",null,null,null,"Unknown","Not Applicable",null,null,"Lead Status Unknown"]
[{"$f":"IF(AND(ISBLANK(INDEX($G:$G,)), ISBLANK(INDEX($C:$C,))), \"\", 'PWS Records (System Entry)'!$D$4)","v":"LA1079001"},{"$f":"IF(AND(ISBLANK(INDEX($G:$G,)), ISBLANK(INDEX($C:$C,))), \"\", 'PWS Records (System Entry)'!$D$3)","v":"City of Alexandria Water System"},"2820 MARYE ST","ALEXANDRIA","LA",71303,10716178,31.2945727,-92.468942799999994,null,"Unknown","Not Applicable","Don't Know",null,null,null,"Unknown","Not Applicable",null,null,"Lead Status Unknown"]
[{"$f":"IF(AND(ISBLANK(INDEX($G:$G,)), ISBLANK(INDEX($C:$C,))), \"\", 'PWS Records (System Entry)'!$D$4)","v":"LA1079001"},{"$f":"IF(AND(ISBLANK(INDEX($G:$G,)), ISBLANK(INDEX($C:$C,))), \"\", 'PWS Records (System Entry)'!$D$3)","v":"City of Alexandria Water System"},"1351 HARRIS ST","ALEXANDRIA","LA",71303,10716179,31.303225900000001,-92.448922899999999,null,"Unknown","Not Applicable","Don't Know",null,null,null,"Unknown","Not Applicable",null,null,"Lead Status Unknown"]
[{"$f":"IF(AND(ISBLANK(INDEX($G:$G,)), ISBLANK(INDEX($C:$C,))), \"\", 'PWS Records (System Entry)'!$D$4)","v":"LA1079001"},{"$f":"IF(AND(ISBLANK(INDEX($G:$G,)), ISBLANK(INDEX($C:$C,))), \"\", 'PWS Records (System Entry)'!$D$3)","v":"City of Alexandria Water System"},"1110 BROADWAY AVE","ALEXANDRIA","LA",71303,10716180,31.295805999999999,-92.436543900000004,null,"Unknown","Not Applicable","Don't Know",null,null,null,"Unknown","Not Applicable",null,null,"Lead Status Unknown"]
[{"$f":"IF(AND(ISBLANK(INDEX($G:$G,)), ISBLANK(INDEX($C:$C,))), \"\", 'PWS Records (System Entry)'!$D$4)","v":"LA1079001"},{"$f":"IF(AND(ISBLANK(INDEX($G:$G,)), ISBLANK(INDEX($C:$C,))), \"\", 'PWS Records (System Entry)'!$D$3)","v":"City of Alexandria Water System"},"2820 OVERTON ST","ALEXANDRIA","LA",71303,10716182,31.2870642,-92.450416500000003,null,"Unknown","Not Applicable","Don't Know",null,null,null,"Unknown","Not Applicable",null,null,"Lead Status Unknown"]
[{"$f":"IF(AND(ISBLANK(INDEX($G:$G,)), ISBLANK(INDEX($C:$C,))), \"\", 'PWS Records (System Entry)'!$D$4)","v":"LA1079001"},{"$f":"IF(AND(ISBLANK(INDEX($G:$G,)), ISBLANK(INDEX($C:$C,))), \"\", 'PWS Records (System Entry)'!$D$3)","v":"City of Alexandria Water System"},"1351 PETERMAN DR","ALEXANDRIA","LA",71303,10716181,31.276078200000001,-92.479455200000004,null,"Unknown","Not Applicable","Don't Know",null,null,null,"Unknown","Not Applicable",null,null,"Lead Status Unknown"]
[{"$f":"IF(AND(ISBLANK(INDEX($G:$G,)), ISBLANK(INDEX($C:$C,))), \"\", 'PWS Records (System Entry)'!$D$4)","v":"LA1079001"},{"$f":"IF(AND(ISBLANK(INDEX($G:$G,)), ISBLANK(INDEX($C:$C,))), \"\", 'PWS Records (System Entry)'!$D$3)","v":"City of Alexandria Water System"},"1110 BROOKS BLVD","ALEXANDRIA","LA",71303,10716183,31.3044203,-92.514809400000004,null,"Non-Lead - Other","Installation Record (for example, tap card)","Don't Know",null,null,null,"Non-Lead - Other","Installation Record (for example, tap card)",null,null,"Non-Lead"]
[{"$f":"IF(AND(ISBLANK(INDEX($G:$G,)), ISBLANK(INDEX($C:$C,))), \"\", 'PWS Records (System Entry)'!$D$4)","v":"LA1079001"},{"$f":"IF(AND(ISBLANK(INDEX($G:$G,)), ISBLANK(INDEX($C:$C,))), \"\", 'PWS Records (System Entry)'!$D$3)","v":"City of Alexandria Water System"},"1352 AUTUMN ORCHARD LOOP","ALEXANDRIA","LA",71303,10716184,31.344623500000001,-92.510066899999998,null,"Non-Lead - Plastic","Installation Date after Lead Ban","Don't Know",null,null,null,"Non-Lead - Plastic","Installation Date after Lead Ban",null,null,"Non-Lead"]
[{"$f":"IF(AND(ISBLANK(INDEX($G:$G,)), ISBLANK(INDEX($C:$C,))), \"\", 'PWS Records (System Entry)'!$D$4)","v":"LA1079001"},{"$f":"IF(AND(ISBLANK(INDEX($G:$G,)), ISBLANK(INDEX($C:$C,))), \"\", 'PWS Records (System Entry)'!$D$3)","v":"City of Alexandria Water System"},"1110 JIM MEYER DR BLDG 4204-B","ALEXANDRIA","LA",71303,10716185,31.327258799999999,-92.524247399999993,null,"Unknown","Not Applicable","Don't Know",null,null,null,"Unknown","Not Applicable",null,null,"Lead Status Unknown"]
[{"$f":"IF(AND(ISBLANK(INDEX($G:$G,)), ISBLANK(INDEX($C:$C,))), \"\", 'PWS Records (System Entry)'!$D$4)","v":"LA1079001"},{"$f":"IF(AND(ISBLANK(INDEX($G:$G,)), ISBLANK(INDEX($C:$C,))), \"\", 'PWS Records (System Entry)'!$D$3)","v":"City of Alexandria Water System"},"2820 PERSHING ST","ALEXANDRIA","LA",71303,10716186,31.297035999999999,-92.471035999999998,null,"Unknown","Not Applicable","Don't Know",null,null,null,"Unknown","Not Applicable",null,null,"Lead Status Unknown"]
[{"$f":"IF(AND(ISBLANK(INDEX($G:$G,)), ISBLANK(INDEX($C:$C,))), \"\", 'PWS Records (System Entry)'!$D$4)","v":"LA1079001"},{"$f":"IF(AND(ISBLANK(INDEX($G:$G,)), ISBLANK(INDEX($C:$C,))), \"\", 'PWS Records (System Entry)'!$D$3)","v":"City of Alexandria Water System"},"1110 JIM MEYER DR BLDG 4204-A","ALEXANDRIA","LA",71303,10716188,31.327258799999999,-92.524247399999993,null,"Unknown","Not Applicable","Don't Know",null,null,null,"Unknown","Not Applicable",null,null,"Lead Status Unknown"]
[{"$f":"IF(AND(ISBLANK(INDEX($G:$G,)), ISBLANK(INDEX($C:$C,))), \"\", 'PWS Records (System Entry)'!$D$4)","v":"LA1079001"},{"$f":"IF(AND(ISBLANK(INDEX($G:$G,)), ISBLANK(INDEX($C:$C,))), \"\", 'PWS Records (System Entry)'!$D$3)","v":"City of Alexandria Water System"},"1353 AUTUMN ORCHARD LOOP","ALEXANDRIA","LA",71303,10716187,31.3445021,-92.510065400000002,null,"Non-Lead - Plastic","Installation Date after Lead Ban","Don't Know",null,null,null,"Non-Lead - Plastic","Installation Date after Lead Ban",null,null,"Non-Lead"]
[{"$f":"IF(AND(ISBLANK(INDEX($G:$G,)), ISBLANK(INDEX($C:$C,))), \"\", 'PWS Records (System Entry)'!$D$4)","v":"LA1079001"},{"$f":"IF(AND(ISBLANK(INDEX($G:$G,)), ISBLANK(INDEX($C:$C,))), \"\", 'PWS Records (System Entry)'!$D$3)","v":"City of Alexandria Water System"},"2820 S MACARTHUR DR","ALEXANDRIA","LA",71303,10716189,31.267582600000001,-92.458054899999993,null,"Unknown","Not Applicable","Don't Know",null,null,null,"Unknown","Not Applicable",null,null,"Lead Status Unknown"]
[{"$f":"IF(AND(ISBLANK(INDEX($G:$G,)), ISBLANK(INDEX($C:$C,))), \"\", 'PWS Records (System Entry)'!$D$4)","v":"LA1079001"},{"$f":"IF(AND(ISBLANK(INDEX($G:$G,)), ISBLANK(INDEX($C:$C,))), \"\", 'PWS Records (System Entry)'!$D$3)","v":"City of Alexandria Water System"},"2820 S MACARTHUR DR","ALEXANDRIA","LA",71303,10716190,31.267582600000001,-92.458054899999993,null,"Unknown","Not Applicable","Don't Know",null,null,null,"Unknown","Not Applicable",null,null,"Lead Status Unknown"]
[{"$f":"IF(AND(ISBLANK(INDEX($G:$G,)), ISBLANK(INDEX($C:$C,))), \"\", 'PWS Records (System Entry)'!$D$4)","v":"LA1079001"},{"$f":"IF(AND(ISBLANK(INDEX($G:$G,)), ISBLANK(INDEX($C:$C,))), \"\", 'PWS Records (System Entry)'!$D$3)","v":"City of Alexandria Water System"},"1353 CHARLTON ST","ALEXANDRIA","LA",71303,10716191,31.285515499999999,-92.473721400000002,null,"Unknown","Not Applicable","Don't Know",null,null,null,"Unknown","Not Applicable",null,null,"Lead Status Unknown"]
[{"$f":"IF(AND(ISBLANK(INDEX($G:$G,)), ISBLANK(INDEX($C:$C,))), \"\", 'PWS Records (System Entry)'!$D$4)","v":"LA1079001"},{"$f":"IF(AND(ISBLANK(INDEX($G:$G,)), ISBLANK(INDEX($C:$C,))), \"\", 'PWS Records (System Entry)'!$D$3)","v":"City of Alexandria Water System"},"1110 ROYCE DR BLDG 3620","ALEXANDRIA","LA",71303,10716192,31.321442000000001,-92.524548999999993,null,"Unknown","Not Applicable","Don't Know",null,null,null,"Unknown","Not Applicable",null,null,"Lead Status Unknown"]
[{"$f":"IF(AND(ISBLANK(INDEX($G:$G,)), ISBLANK(INDEX($C:$C,))), \"\", 'PWS Records (System Entry)'!$D$4)","v":"LA1079001"},{"$f":"IF(AND(ISBLANK(INDEX($G:$G,)), ISBLANK(INDEX($C:$C,))), \"\", 'PWS Records (System Entry)'!$D$3)","v":"City of Alexandria Water System"},"1110 S HARVARD ST","ALEXANDRIA","LA",71303,10716193,31.2878036,-92.446175699999998,null,"Unknown","Not Applicable","Don't Know",null,null,null,"Unknown","Not Applicable",null,null,"Lead Status Unknown"]
[{"$f":"IF(AND(ISBLANK(INDEX($G:$G,)), ISBLANK(INDEX($C:$C,))), \"\", 'PWS Records (System Entry)'!$D$4)","v":"LA1079001"},{"$f":"IF(AND(ISBLANK(INDEX($G:$G,)), ISBLANK(INDEX($C:$C,))), \"\", 'PWS Records (System Entry)'!$D$3)","v":"City of Alexandria Water System"},"1354 AUTUMN ORCHARD LOOP","ALEXANDRIA","LA",71303,10716194,31.3444696,-92.510142200000004,null,"Non-Lead - Plastic","Installation Date after Lead Ban","Don't Know",null,null,null,"Non-Lead - Plastic","Installation Date after Lead Ban",null,null,{"$f":"IF(AND(INDEX($K:$K,)=\"\", INDEX($L:$L,)=\"\", INDEX($M:$M,)=\"\", INDEX($Q:$Q,)=\"\", INDEX($R:$R,)=\"\"), \"\", IF(OR(INDEX($K:$K,)=\"Lead\",INDEX($Q:$Q,)=\"Lead\"),\"Lead\",IF(OR(AND(OR(INDEX($M:$M,)=\"Yes\", INDEX($M:$M,)=\"Don't Know\", INDEX($M:$M,)=\"\"), INDEX($Q:$Q,)=\"Galvanized Iron/Steel\"), AND(INDEX($K:$K,)=\"Unknown\", INDEX($M:$M,)=\"No\", INDEX($Q:$Q,)=\"Galvanized Iron/Steel\")), \"Galvanized Requiring Replacement\", IF(OR(AND(OR(INDEX($K:$K,)=\"Galvanized Iron/Steel\", INDEX($K:$K,)=\"Non-Lead - Copper\", INDEX($K:$K,)=\"Non-Lead - Plastic\", INDEX($K:$K,)=\"Non-Lead - Other\", INDEX($K:$K,)=\"Non-Lead - Material Unknown\", INDEX($K:$K,)=\"No System Owned Portion\"), OR(INDEX($Q:$Q,)=\"Galvanized Iron/Steel\", INDEX($Q:$Q,)=\"Non-Lead - Copper\", INDEX($Q:$Q,)=\"Non-Lead - Plastic\", INDEX($Q:$Q,)=\"Non-Lead - Other\", INDEX($Q:$Q,)=\"Non-Lead - Predictive Model\", INDEX($Q:$Q,)=\"No Customer Owned Portion\")), AND(OR( INDEX($K:$K,)=\"Galvanized Iron/Steel\", INDEX($K:$K,)=\"Non-Lead - Copper\", INDEX($K:$K,)=\"Non-Lead - Plastic\", INDEX($K:$K,)=\"Non-Lead - Other\", INDEX($K:$K,)=\"Non-Lead - Material Unknown\", INDEX($K:$K,)=\"No System Owned Portion\"), INDEX($M:$M,)=\"No\", INDEX($Q:$Q,)=\"Non-Lead - Material Unknown\")), \"Non-Lead\", \"Lead Status Unknown\"))))","v":"Non-Lead"}]
[{"$f":"IF(AND(ISBLANK(INDEX($G:$G,)), ISBLANK(INDEX($C:$C,))), \"\", 'PWS Records (System Entry)'!$D$4)","v":"LA1079001"},{"$f":"IF(AND(ISBLANK(INDEX($G:$G,)), ISBLANK(INDEX($C:$C,))), \"\", 'PWS Records (System Entry)'!$D$3)","v":"City of Alexandria Water System"},"2820 SANDRA ST","ALEXANDRIA","LA",71303,10716195,31.284865100000001,-92.457113199999995,null,"Unknown","Not Applicable","Don't Know",null,null,null,"Unknown","Not Applicable",null,null,"Lead Status Unknown"]
[{"$f":"IF(AND(ISBLANK(INDEX($G:$G,)), ISBLANK(INDEX($C:$C,))), \"\", 'PWS Records (System Entry)'!$D$4)","v":"LA1079001"},{"$f":"IF(AND(ISBLANK(INDEX($G:$G,)), ISBLANK(INDEX($C:$C,))), \"\", 'PWS Records (System Entry)'!$D$3)","v":"City of Alexandria Water System"},"1110 W SHORE DR","ALEXANDRIA","LA",71301,10716196,31.259701799999998,-92.493052599999999,null,"Non-Lead - Other","Installation Record (for example, tap card)","Don't Know",null,null,null,"Non-Lead - Other","Installation Record (for example, tap card)",null,null,"Non-Lead"]
[{"$f":"IF(AND(ISBLANK(INDEX($G:$G,)), ISBLANK(INDEX($C:$C,))), \"\", 'PWS Records (System Entry)'!$D$4)","v":"LA1079001"},{"$f":"IF(AND(ISBLANK(INDEX($G:$G,)), ISBLANK(INDEX($C:$C,))), \"\", 'PWS Records (System Entry)'!$D$3)","v":"City of Alexandria Water System"},"1355 AUTUMN ORCHARD LOOP","ALEXANDRIA","LA",71303,10716197,31.344356999999999,-92.510136299999999,null,"Non-Lead - Plastic","Installation Date after Lead Ban","Don't Know",null,null,null,"Non-Lead - Plastic","Installation Date after Lead Ban",null,null,"Non-Lead"]
[{"$f":"IF(AND(ISBLANK(INDEX($G:$G,)), ISBLANK(INDEX($C:$C,))), \"\", 'PWS Records (System Entry)'!$D$4)","v":"LA1079001"},{"$f":"IF(AND(ISBLANK(INDEX($G:$G,)), ISBLANK(INDEX($C:$C,))), \"\", 'PWS Records (System Entry)'!$D$3)","v":"City of Alexandria Water System"},"2820 SUMMERWOOD LN","ALEXANDRIA","LA",71303,10716198,31.316104500000002,-92.479053300000004,null,"Non-Lead - Plastic","Installation Date after Lead Ban","Don't Know",null,null,null,"Non-Lead - Plastic","Installation Date after Lead Ban",null,null,"Non-Lead"]
[{"$f":"IF(AND(ISBLANK(INDEX($G:$G,)), ISBLANK(INDEX($C:$C,))), \"\", 'PWS Records (System Entry)'!$D$4)","v":"LA1079001"},{"$f":"IF(AND(ISBLANK(INDEX($G:$G,)), ISBLANK(INDEX($C:$C,))), \"\", 'PWS Records (System Entry)'!$D$3)","v":"City of Alexandria Water System"},"1110 WILLOW GLEN RIVER RD","ALEXANDRIA","LA",71303,10716199,31.2871983,-92.425836500000003,null,"Unknown","Not Applicable","Don't Know",null,null,null,"Unknown","Not Applicable",null,null,"Lead Status Unknown"]
[{"$f":"IF(AND(ISBLANK(INDEX($G:$G,)), ISBLANK(INDEX($C:$C,))), \"\", 'PWS Records (System Entry)'!$D$4)","v":"LA1079001"},{"$f":"IF(AND(ISBLANK(INDEX($G:$G,)), ISBLANK(INDEX($C:$C,))), \"\", 'PWS Records (System Entry)'!$D$3)","v":"City of Alexandria Water System"},"1355 BROADWAY AVE","ALEXANDRIA","LA",71301,10716200,31.293257799999999,-92.437397000000004,null,"Unknown","Not Applicable","Don't Know",null,null,null,"Unknown","Not Applicable",null,null,"Lead Status Unknown"]
[{"$f":"IF(AND(ISBLANK(INDEX($G:$G,)), ISBLANK(INDEX($C:$C,))), \"\", 'PWS Records (System Entry)'!$D$4)","v":"LA1079001"},{"$f":"IF(AND(ISBLANK(INDEX($G:$G,)), ISBLANK(INDEX($C:$C,))), \"\", 'PWS Records (System Entry)'!$D$3)","v":"City of Alexandria Water System"},"2821 DARBY ST","ALEXANDRIA","LA",71303,10716201,31.298692599999999,-92.471664700000005,null,"Unknown","Not Applicable","Don't Know",null,null,null,"Unknown","Not Applicable",null,null,"Lead Status Unknown"]
[{"$f":"IF(AND(ISBLANK(INDEX($G:$G,)), ISBLANK(INDEX($C:$C,))), \"\", 'PWS Records (System Entry)'!$D$4)","v":"LA1079001"},{"$f":"IF(AND(ISBLANK(INDEX($G:$G,)), ISBLANK(INDEX($C:$C,))), \"\", 'PWS Records (System Entry)'!$D$3)","v":"City of Alexandria Water System"},"1111 APPLEWHITE ST","ALEXANDRIA","LA",71303,10716202,31.2963013,-92.439079500000005,null,"Unknown","Not Applicable","Don't Know",null,null,null,"Unknown","Not Applicable",null,null,"Lead Status Unknown"]
[{"$f":"IF(AND(ISBLANK(INDEX($G:$G,)), ISBLANK(INDEX($C:$C,))), \"\", 'PWS Records (System Entry)'!$D$4)","v":"LA1079001"},{"$f":"IF(AND(ISBLANK(INDEX($G:$G,)), ISBLANK(INDEX($C:$C,))), \"\", 'PWS Records (System Entry)'!$D$3)","v":"City of Alexandria Water System"},"1355 MACARTHUR DR","ALEXANDRIA","LA",71301,10716203,31.285995400000001,-92.474327700000003,null,"Unknown","Not Applicable","Don't Know",null,null,null,"Unknown","Not Applicable",null,null,"Lead Status Unknown"]
[{"$f":"IF(AND(ISBLANK(INDEX($G:$G,)), ISBLANK(INDEX($C:$C,))), \"\", 'PWS Records (System Entry)'!$D$4)","v":"LA1079001"},{"$f":"IF(AND(ISBLANK(INDEX($G:$G,)), ISBLANK(INDEX($C:$C,))), \"\", 'PWS Records (System Entry)'!$D$3)","v":"City of Alexandria Water System"},"2821 HILL ST","ALEXANDRIA","LA",71303,10716204,31.2919692,-92.466574499999993,null,"Unknown","Not Applicable","Don't Know",null,null,null,"Unknown","Not Applicable",null,null,"Lead Status Unknown"]
[{"$f":"IF(AND(ISBLANK(INDEX($G:$G,)), ISBLANK(INDEX($C:$C,))), \"\", 'PWS Records (System Entry)'!$D$4)","v":"LA1079001"},{"$f":"IF(AND(ISBLANK(INDEX($G:$G,)), ISBLANK(INDEX($C:$C,))), \"\", 'PWS Records (System Entry)'!$D$3)","v":"City of Alexandria Water System"},"1111 BROOKS BLVD","ALEXANDRIA","LA",71303,10716205,31.304422899999999,-92.514868199999995,null,"Non-Lead - Other","Installation Record (for example, tap card)","Don't Know",null,null,null,"Non-Lead - Other","Installation Record (for example, tap card)",null,null,"Non-Lead"]
[{"$f":"IF(AND(ISBLANK(INDEX($G:$G,)), ISBLANK(INDEX($C:$C,))), \"\", 'PWS Records (System Entry)'!$D$4)","v":"LA1079001"},{"$f":"IF(AND(ISBLANK(INDEX($G:$G,)), ISBLANK(INDEX($C:$C,))), \"\", 'PWS Records (System Entry)'!$D$3)","v":"City of Alexandria Water System"},"1355 PETERMAN DR","ALEXANDRIA","LA",71303,10716206,31.2760502,-92.480610499999997,null,"Unknown","Not Applicable","Don't Know",null,null,null,"Unknown","Not Applicable",null,null,"Lead Status Unknown"]
[{"$f":"IF(AND(ISBLANK(INDEX($G:$G,)), ISBLANK(INDEX($C:$C,))), \"\", 'PWS Records (System Entry)'!$D$4)","v":"LA1079001"},{"$f":"IF(AND(ISBLANK(INDEX($G:$G,)), ISBLANK(INDEX($C:$C,))), \"\", 'PWS Records (System Entry)'!$D$3)","v":"City of Alexandria Water System"},"2821 JEANETTE ST","ALEXANDRIA","LA",71303,10716207,31.304379000000001,-92.473023999999995,null,"Unknown","Not Applicable","Don't Know",null,null,null,"Unknown","Not Applicable",null,null,"Lead Status Unknown"]
[{"$f":"IF(AND(ISBLANK(INDEX($G:$G,)), ISBLANK(INDEX($C:$C,))), \"\", 'PWS Records (System Entry)'!$D$4)","v":"LA1079001"},{"$f":"IF(AND(ISBLANK(INDEX($G:$G,)), ISBLANK(INDEX($C:$C,))), \"\", 'PWS Records (System Entry)'!$D$3)","v":"City of Alexandria Water System"},"1111 JIM MEYER DR BLDG 4110-A","ALEXANDRIA","LA",71303,10716225,31.327281200000002,-92.524334100000004,null,"Unknown","Not Applicable","Don't Know",null,null,null,"Unknown","Not Applicable",null,null,"Lead Status Unknown"]
[{"$f":"IF(AND(ISBLANK(INDEX($G:$G,)), ISBLANK(INDEX($C:$C,))), \"\", 'PWS Records (System Entry)'!$D$4)","v":"LA1079001"},{"$f":"IF(AND(ISBLANK(INDEX($G:$G,)), ISBLANK(INDEX($C:$C,))), \"\", 'PWS Records (System Entry)'!$D$3)","v":"City of Alexandria Water System"},"1111 SOUTHAMPTON DR","ALEXANDRIA","LA",71303,10716242,31.2887542,-92.481663100000006,null,"Unknown","Not Applicable","Don't Know",null,null,null,"Unknown","Not Applicable",null,null,"Lead Status Unknown"]
[{"$f":"IF(AND(ISBLANK(INDEX($G:$G,)), ISBLANK(INDEX($C:$C,))), \"\", 'PWS Records (System Entry)'!$D$4)","v":"LA1079001"},{"$f":"IF(AND(ISBLANK(INDEX($G:$G,)), ISBLANK(INDEX($C:$C,))), \"\", 'PWS Records (System Entry)'!$D$3)","v":"City of Alexandria Water System"},"1113 TEXAS AVE","ALEXANDRIA","LA",71303,10716274,31.291483700000001,-92.4737966,null,"Unknown","Not Applicable","Don't Know",null,null,null,"Unknown","Not Applicable",null,null,"Lead Status Unknown"]
[{"$f":"IF(AND(ISBLANK(INDEX($G:$G,)), ISBLANK(INDEX($C:$C,))), \"\", 'PWS Records (System Entry)'!$D$4)","v":"LA1079001"},{"$f":"IF(AND(ISBLANK(INDEX($G:$G,)), ISBLANK(INDEX($C:$C,))), \"\", 'PWS Records (System Entry)'!$D$3)","v":"City of Alexandria Water System"},"1115 BROADWAY AVE","ALEXANDRIA","LA",71302,10716300,31.2955623,-92.436578999999995,null,"Unknown","Not Applicable","Don't Know",null,null,null,"Unknown","Not Applicable",null,null,"Lead Status Unknown"]
[{"$f":"IF(AND(ISBLANK(INDEX($G:$G,)), ISBLANK(INDEX($C:$C,))), \"\", 'PWS Records (System Entry)'!$D$4)","v":"LA1079001"},{"$f":"IF(AND(ISBLANK(INDEX($G:$G,)), ISBLANK(INDEX($C:$C,))), \"\", 'PWS Records (System Entry)'!$D$3)","v":"City of Alexandria Water System"},"2828 JACKSON ST","ALEXANDRIA","LA",71303,10716316,31.293018,-92.467392899999993,null,"Unknown","Not Applicable","Don't Know",null,null,null,"Unknown","Not Applicable",null,null,"Lead Status Unknown"]
[{"$f":"IF(AND(ISBLANK(INDEX($G:$G,)), ISBLANK(INDEX($C:$C,))), \"\", 'PWS Records (System Entry)'!$D$4)","v":"LA1079001"},{"$f":"IF(AND(ISBLANK(INDEX($G:$G,)), ISBLANK(INDEX($C:$C,))), \"\", 'PWS Records (System Entry)'!$D$3)","v":"City of Alexandria Water System"},"283 VERSAILLES BLVD","ALEXANDRIA","LA",71303,10716342,31.277058,-92.493894900000001,null,"Unknown","Not Applicable","Don't Know",null,null,null,"Unknown","Not Applicable",null,null,"Lead Status Unknown"]
[{"$f":"IF(AND(ISBLANK(INDEX($G:$G,)), ISBLANK(INDEX($C:$C,))), \"\", 'PWS Records (System Entry)'!$D$4)","v":"LA1079001"},{"$f":"IF(AND(ISBLANK(INDEX($G:$G,)), ISBLANK(INDEX($C:$C,))), \"\", 'PWS Records (System Entry)'!$D$3)","v":"City of Alexandria Water System"},"140 PECAN BAYOU DR","ALEXANDRIA","LA",71303,10716365,31.286461899999999,-92.513707999999994,null,"Non-Lead - Other","Installation Record (for example, tap card)","Don't Know",null,null,null,"Non-Lead - Other","Installation Record (for example, tap card)",null,null,"Non-Lead"]
[{"$f":"IF(AND(ISBLANK(INDEX($G:$G,)), ISBLANK(INDEX($C:$C,))), \"\", 'PWS Records (System Entry)'!$D$4)","v":"LA1079001"},{"$f":"IF(AND(ISBLANK(INDEX($G:$G,)), ISBLANK(INDEX($C:$C,))), \"\", 'PWS Records (System Entry)'!$D$3)","v":"City of Alexandria Water System"},"2831 MAIN ST","ALEXANDRIA","LA",71303,10716374,31.299866600000001,-92.428472600000006,null,"Unknown","Not Applicable","Don't Know",null,null,null,"Unknown","Not Applicable",null,null,"Lead Status Unknown"]
[{"$f":"IF(AND(ISBLANK(INDEX($G:$G,)), ISBLANK(INDEX($C:$C,))), \"\", 'PWS Records (System Entry)'!$D$4)","v":"LA1079001"},{"$f":"IF(AND(ISBLANK(INDEX($G:$G,)), ISBLANK(INDEX($C:$C,))), \"\", 'PWS Records (System Entry)'!$D$3)","v":"City of Alexandria Water System"},"1119 CANTERBURY DR","ALEXANDRIA","LA",71303,10716408,31.2889646,-92.480078500000005,null,"Unknown","Not Applicable","Don't Know",null,null,null,"Unknown","Not Applicable",null,null,"Lead Status Unknown"]
[{"$f":"IF(AND(ISBLANK(INDEX($G:$G,)), ISBLANK(INDEX($C:$C,))), \"\", 'PWS Records (System Entry)'!$D$4)","v":"LA1079001"},{"$f":"IF(AND(ISBLANK(INDEX($G:$G,)), ISBLANK(INDEX($C:$C,))), \"\", 'PWS Records (System Entry)'!$D$3)","v":"City of Alexandria Water System"},"289 LINKS DR","ALEXANDRIA","LA",71303,10716431,31.306427100000001,-92.540481200000002,null,"Non-Lead - Other","Installation Record (for example, tap card)","Don't Know",null,null,null,"Non-Lead - Other","Installation Record (for example, tap card)",null,null,"Non-Lead"]
[{"$f":"IF(AND(ISBLANK(INDEX($G:$G,)), ISBLANK(INDEX($C:$C,))), \"\", 'PWS Records (System Entry)'!$D$4)","v":"LA1079001"},{"$f":"IF(AND(ISBLANK(INDEX($G:$G,)), ISBLANK(INDEX($C:$C,))), \"\", 'PWS Records (System Entry)'!$D$3)","v":"City of Alexandria Water System"},"2900 HARRIS ST","ALEXANDRIA","LA",71303,10716464,31.285647099999998,-92.449355800000006,null,"Unknown","Not Applicable","Don't Know",null,null,null,"Unknown","Not Applicable",null,null,"Lead Status Unknown"]
[{"$f":"IF(AND(ISBLANK(INDEX($G:$G,)), ISBLANK(INDEX($C:$C,))), \"\", 'PWS Records (System Entry)'!$D$4)","v":"LA1079001"},{"$f":"IF(AND(ISBLANK(INDEX($G:$G,)), ISBLANK(INDEX($C:$C,))), \"\", 'PWS Records (System Entry)'!$D$3)","v":"City of Alexandria Water System"},"1120 MARTHA LN","ALEXANDRIA","LA",71303,10716489,31.324056200000001,-92.473029499999996,null,"Non-Lead - Plastic","Installation Record (for example, tap card)","Don't Know",null,null,null,"Unknown","Not Applicable",null,null,"Lead Status Unknown"]
[{"$f":"IF(AND(ISBLANK(INDEX($G:$G,)), ISBLANK(INDEX($C:$C,))), \"\", 'PWS Records (System Entry)'!$D$4)","v":"LA1079001"},{"$f":"IF(AND(ISBLANK(INDEX($G:$G,)), ISBLANK(INDEX($C:$C,))), \"\", 'PWS Records (System Entry)'!$D$3)","v":"City of Alexandria Water System"},"2902 GARY ST","ALEXANDRIA","LA",71303,10716512,31.284929999999999,-92.456132400000001,null,"Unknown","Not Applicable","Don't Know",null,null,null,"Unknown","Not Applicable",null,null,"Lead Status Unknown"]
[{"$f":"IF(AND(ISBLANK(INDEX($G:$G,)), ISBLANK(INDEX($C:$C,))), \"\", 'PWS Records (System Entry)'!$D$4)","v":"LA1079001"},{"$f":"IF(AND(ISBLANK(INDEX($G:$G,)), ISBLANK(INDEX($C:$C,))), \"\", 'PWS Records (System Entry)'!$D$3)","v":"City of Alexandria Water System"},"2903 JACKSON ST","ALEXANDRIA","LA",71303,10716530,31.293042799999998,-92.467284500000005,null,"Unknown","Not Applicable","Don't Know",null,null,null,"Unknown","Not Applicable",null,null,"Lead Status Unknown"]
[{"$f":"IF(AND(ISBLANK(INDEX($G:$G,)), ISBLANK(INDEX($C:$C,))), \"\", 'PWS Records (System Entry)'!$D$4)","v":"LA1079001"},{"$f":"IF(AND(ISBLANK(INDEX($G:$G,)), ISBLANK(INDEX($C:$C,))), \"\", 'PWS Records (System Entry)'!$D$3)","v":"City of Alexandria Water System"},"1123 JIM MEYER DR BLDG 4116-A","ALEXANDRIA","LA",71303,10716555,31.327929999999999,-92.521875499999993,null,"Unknown","Not Applicable","Don't Know",null,null,null,"Unknown","Not Applicable",null,null,"Lead Status Unknown"]
[{"$f":"IF(AND(ISBLANK(INDEX($G:$G,)), ISBLANK(INDEX($C:$C,))), \"\", 'PWS Records (System Entry)'!$D$4)","v":"LA1079001"},{"$f":"IF(AND(ISBLANK(INDEX($G:$G,)), ISBLANK(INDEX($C:$C,))), \"\", 'PWS Records (System Entry)'!$D$3)","v":"City of Alexandria Water System"},"1124 JIM MEYER DR BLDG 4210-B","ALEXANDRIA","LA",71303,10716564,31.3278775,-92.521848599999998,null,"Unknown","Not Applicable","Don't Know",null,null,null,"Unknown","Not Applicable",null,null,"Lead Status Unknown"]
[{"$f":"IF(AND(ISBLANK(INDEX($G:$G,)), ISBLANK(INDEX($C:$C,))), \"\", 'PWS Records (System Entry)'!$D$4)","v":"LA1079001"},{"$f":"IF(AND(ISBLANK(INDEX($G:$G,)), ISBLANK(INDEX($C:$C,))), \"\", 'PWS Records (System Entry)'!$D$3)","v":"City of Alexandria Water System"},"1128 CHESTER ST","ALEXANDRIA","LA",71303,10716604,31.2972866,-92.458099099999998,null,"Unknown","Not Applicable","Don't Know",null,null,null,"Unknown","Not Applicable",null,null,"Lead Status Unknown"]
[{"$f":"IF(AND(ISBLANK(INDEX($G:$G,)), ISBLANK(INDEX($C:$C,))), \"\", 'PWS Records (System Entry)'!$D$4)","v":"LA1079001"},{"$f":"IF(AND(ISBLANK(INDEX($G:$G,)), ISBLANK(INDEX($C:$C,))), \"\", 'PWS Records (System Entry)'!$D$3)","v":"City of Alexandria Water System"},"1407 BUSH AVE UNIT B","ALEXANDRIA","LA",71303,10716621,31.294152799999999,-92.462530400000006,null,"Unknown","Not Applicable","Don't Know",null,null,null,"Unknown","Not Applicable",null,null,"Lead Status Unknown"]
[{"$f":"IF(AND(ISBLANK(INDEX($G:$G,)), ISBLANK(INDEX($C:$C,))), \"\", 'PWS Records (System Entry)'!$D$4)","v":"LA1079001"},{"$f":"IF(AND(ISBLANK(INDEX($G:$G,)), ISBLANK(INDEX($C:$C,))), \"\", 'PWS Records (System Entry)'!$D$3)","v":"City of Alexandria Water System"},"1407 MOHON ST","ALEXANDRIA","LA",71303,10716654,31.2745225,-92.480224100000001,null,"Unknown","Not Applicable","Don't Know",null,null,null,"Unknown","Not Applicable",null,null,"Lead Status Unknown"]
[{"$f":"IF(AND(ISBLANK(INDEX($G:$G,)), ISBLANK(INDEX($C:$C,))), \"\", 'PWS Records (System Entry)'!$D$4)","v":"LA1079001"},{"$f":"IF(AND(ISBLANK(INDEX($G:$G,)), ISBLANK(INDEX($C:$C,))), \"\", 'PWS Records (System Entry)'!$D$3)","v":"City of Alexandria Water System"},"1134 MARYLAND AVE UNIT A","ALEXANDRIA","LA",71303,10716679,31.290985299999999,-92.472131500000003,null,"Unknown","Not Applicable","Don't Know",null,null,null,"Unknown","Not Applicable",null,null,"Lead Status Unknown"]
[{"$f":"IF(AND(ISBLANK(INDEX($G:$G,)), ISBLANK(INDEX($C:$C,))), \"\", 'PWS Records (System Entry)'!$D$4)","v":"LA1079001"},{"$f":"IF(AND(ISBLANK(INDEX($G:$G,)), ISBLANK(INDEX($C:$C,))), \"\", 'PWS Records (System Entry)'!$D$3)","v":"City of Alexandria Water System"},"1134 PARK AVE","ALEXANDRIA","LA",71303,10716684,31.3100688,-92.453954699999997,null,"Non-Lead - Other","Installation Date after Lead Ban","Don't Know",null,null,null,"Non-Lead - Other","Installation Date after Lead Ban",null,null,"Non-Lead"]
[{"$f":"IF(AND(ISBLANK(INDEX($G:$G,)), ISBLANK(INDEX($C:$C,))), \"\", 'PWS Records (System Entry)'!$D$4)","v":"LA1079001"},{"$f":"IF(AND(ISBLANK(INDEX($G:$G,)), ISBLANK(INDEX($C:$C,))), \"\", 'PWS Records (System Entry)'!$D$3)","v":"City of Alexandria Water System"},"1410 MARILYN DR","ALEXANDRIA","LA",71303,10716712,31.337700399999999,-92.499913100000001,null,"Unknown","Not Applicable","Don't Know",null,null,null,"Unknown","Not Applicable",null,null,"Lead Status Unknown"]
[{"$f":"IF(AND(ISBLANK(INDEX($G:$G,)), ISBLANK(INDEX($C:$C,))), \"\", 'PWS Records (System Entry)'!$D$4)","v":"LA1079001"},{"$f":"IF(AND(ISBLANK(INDEX($G:$G,)), ISBLANK(INDEX($C:$C,))), \"\", 'PWS Records (System Entry)'!$D$3)","v":"City of Alexandria Water System"},"291 ROSALIE RD","ALEXANDRIA","LA",71302,10716745,31.20112,-92.397455399999998,null,"Non-Lead - Other","Installation Date after Lead Ban","Don't Know",null,null,null,"Non-Lead - Other","Installation Date after Lead Ban",null,null,"Non-Lead"]
[{"$f":"IF(AND(ISBLANK(INDEX($G:$G,)), ISBLANK(INDEX($C:$C,))), \"\", 'PWS Records (System Entry)'!$D$4)","v":"LA1079001"},{"$f":"IF(AND(ISBLANK(INDEX($G:$G,)), ISBLANK(INDEX($C:$C,))), \"\", 'PWS Records (System Entry)'!$D$3)","v":"City of Alexandria Water System"},"1141 JIM MEYER DR BLDG 4125-A","ALEXANDRIA","LA",71303,10716754,31.325797600000001,-92.521320399999993,null,"Unknown","Not Applicable","Don't Know",null,null,null,"Unknown","Not Applicable",null,null,"Lead Status Unknown"]
[{"$f":"IF(AND(ISBLANK(INDEX($G:$G,)), ISBLANK(INDEX($C:$C,))), \"\", 'PWS Records (System Entry)'!$D$4)","v":"LA1079001"},{"$f":"IF(AND(ISBLANK(INDEX($G:$G,)), ISBLANK(INDEX($C:$C,))), \"\", 'PWS Records (System Entry)'!$D$3)","v":"City of Alexandria Water System"},"1411 YOIST ST","ALEXANDRIA","LA",71303,10716799,31.316851100000001,-92.466022800000005,null,"Non-Lead - Other","Installation Date after Lead Ban","Don't Know",null,null,null,"Non-Lead - Other","Installation Date after Lead Ban",null,null,"Non-Lead"]
[{"$f":"IF(AND(ISBLANK(INDEX($G:$G,)), ISBLANK(INDEX($C:$C,))), \"\", 'PWS Records (System Entry)'!$D$4)","v":"LA1079001"},{"$f":"IF(AND(ISBLANK(INDEX($G:$G,)), ISBLANK(INDEX($C:$C,))), \"\", 'PWS Records (System Entry)'!$D$3)","v":"City of Alexandria Water System"},"1412 CENTRE CT UNIT S-300","ALEXANDRIA","LA",71303,10716812,31.280304300000001,-92.476395699999998,null,"Unknown","Not Applicable","Don't Know",null,null,null,"Unknown","Not Applicable",null,null,"Lead Status Unknown"]
[{"$f":"IF(AND(ISBLANK(INDEX($G:$G,)), ISBLANK(INDEX($C:$C,))), \"\", 'PWS Records (System Entry)'!$D$4)","v":"LA1079001"},{"$f":"IF(AND(ISBLANK(INDEX($G:$G,)), ISBLANK(INDEX($C:$C,))), \"\", 'PWS Records (System Entry)'!$D$3)","v":"City of Alexandria Water System"},"116 RIDGEDALE","ALEXANDRIA","LA",71303,10716844,31.231092700000001,-92.439874000000003,null,"Unknown","Not Applicable","Don't Know",null,null,null,"Unknown","Not Applicable",null,null,"Lead Status Unknown"]
[{"$f":"IF(AND(ISBLANK(INDEX($G:$G,)), ISBLANK(INDEX($C:$C,))), \"\", 'PWS Records (System Entry)'!$D$4)","v":"LA1079001"},{"$f":"IF(AND(ISBLANK(INDEX($G:$G,)), ISBLANK(INDEX($C:$C,))), \"\", 'PWS Records (System Entry)'!$D$3)","v":"City of Alexandria Water System"},"117 PECAN WOOD DR","ALEXANDRIA","LA",71303,10716869,31.287130000000001,-92.507232599999995,null,"Non-Lead - Plastic","Installation Date after Lead Ban","Don't Know",null,null,null,"Non-Lead - Plastic","Installation Date after Lead Ban",null,null,"Non-Lead"]
[{"$f":"IF(AND(ISBLANK(INDEX($G:$G,)), ISBLANK(INDEX($C:$C,))), \"\", 'PWS Records (System Entry)'!$D$4)","v":"LA1079001"},{"$f":"IF(AND(ISBLANK(INDEX($G:$G,)), ISBLANK(INDEX($C:$C,))), \"\", 'PWS Records (System Entry)'!$D$3)","v":"City of Alexandria Water System"},"2913 JACKSON ST","ALEXANDRIA","LA",71303,10716879,31.2924677,-92.467917099999994,null,"Unknown","Not Applicable","Don't Know",null,null,null,"Unknown","Not Applicable",null,null,"Lead Status Unknown"]
[{"$f":"IF(AND(ISBLANK(INDEX($G:$G,)), ISBLANK(INDEX($C:$C,))), \"\", 'PWS Records (System Entry)'!$D$4)","v":"LA1079001"},{"$f":"IF(AND(ISBLANK(INDEX($G:$G,)), ISBLANK(INDEX($C:$C,))), \"\", 'PWS Records (System Entry)'!$D$3)","v":"City of Alexandria Water System"},"119 GEORGETOWN DR","ALEXANDRIA","LA",71303,10716902,31.302278699999999,-92.485051400000003,null,"Non-Lead - Plastic","Installation Record (for example, tap card)","Don't Know",null,null,null,"Unknown","Not Applicable",null,null,"Lead Status Unknown"]
[{"$f":"IF(AND(ISBLANK(INDEX($G:$G,)), ISBLANK(INDEX($C:$C,))), \"\", 'PWS Records (System Entry)'!$D$4)","v":"LA1079001"},{"$f":"IF(AND(ISBLANK(INDEX($G:$G,)), ISBLANK(INDEX($C:$C,))), \"\", 'PWS Records (System Entry)'!$D$3)","v":"City of Alexandria Water System"},"120 BENTLEY ST","ALEXANDRIA","LA",71303,10716935,31.3029753,-92.469141500000006,null,"Non-Lead - Plastic","Installation Record (for example, tap card)","Don't Know",null,null,null,"Unknown","Not Applicable",null,null,"Lead Status Unknown"]
[{"$f":"IF(AND(ISBLANK(INDEX($G:$G,)), ISBLANK(INDEX($C:$C,))), \"\", 'PWS Records (System Entry)'!$D$4)","v":"LA1079001"},{"$f":"IF(AND(ISBLANK(INDEX($G:$G,)), ISBLANK(INDEX($C:$C,))), \"\", 'PWS Records (System Entry)'!$D$3)","v":"City of Alexandria Water System"},"1415 RANSBOTTOM DR","ALEXANDRIA","LA",71303,10716942,31.2587647,-92.449854700000003,null,"Unknown","Not Applicable","Don't Know",null,null,null,"Unknown","Not Applicable",null,null,"Lead Status Unknown"]
[{"$f":"IF(AND(ISBLANK(INDEX($G:$G,)), ISBLANK(INDEX($C:$C,))), \"\", 'PWS Records (System Entry)'!$D$4)","v":"LA1079001"},{"$f":"IF(AND(ISBLANK(INDEX($G:$G,)), ISBLANK(INDEX($C:$C,))), \"\", 'PWS Records (System Entry)'!$D$3)","v":"City of Alexandria Water System"},"1416 MACARTHUR DR","ALEXANDRIA","LA",71303,10716971,31.284549899999998,-92.474614399999993,null,"Unknown","Not Applicable","Don't Know",null,null,null,"Unknown","Not Applicable",null,null,"Lead Status Unknown"]
[{"$f":"IF(AND(ISBLANK(INDEX($G:$G,)), ISBLANK(INDEX($C:$C,))), \"\", 'PWS Records (System Entry)'!$D$4)","v":"LA1079001"},{"$f":"IF(AND(ISBLANK(INDEX($G:$G,)), ISBLANK(INDEX($C:$C,))), \"\", 'PWS Records (System Entry)'!$D$3)","v":"City of Alexandria Water System"},"1417 RANSBOTTOM DR","ALEXANDRIA","LA",71303,10717001,31.2590121,-92.449645000000004,null,"Unknown","Not Applicable","Don't Know",null,null,null,"Unknown","Not Applicable",null,null,"Lead Status Unknown"]
[{"$f":"IF(AND(ISBLANK(INDEX($G:$G,)), ISBLANK(INDEX($C:$C,))), \"\", 'PWS Records (System Entry)'!$D$4)","v":"LA1079001"},{"$f":"IF(AND(ISBLANK(INDEX($G:$G,)), ISBLANK(INDEX($C:$C,))), \"\", 'PWS Records (System Entry)'!$D$3)","v":"City of Alexandria Water System"},"1203 CANTERBURY DR","ALEXANDRIA","LA",71303,10717034,31.288719799999999,-92.479973900000005,null,"Unknown","Not Applicable","Don't Know",null,null,null,"Unknown","Not Applicable",null,null,"Lead Status Unknown"]
[{"$f":"IF(AND(ISBLANK(INDEX($G:$G,)), ISBLANK(INDEX($C:$C,))), \"\", 'PWS Records (System Entry)'!$D$4)","v":"LA1079001"},{"$f":"IF(AND(ISBLANK(INDEX($G:$G,)), ISBLANK(INDEX($C:$C,))), \"\", 'PWS Records (System Entry)'!$D$3)","v":"City of Alexandria Water System"},"2919 HILL ST","ALEXANDRIA","LA",71303,10717058,31.291473400000001,-92.468016599999999,null,"Unknown","Not Applicable","Don't Know",null,null,null,"Unknown","Not Applicable",null,null,"Lead Status Unknown"]
[{"$f":"IF(AND(ISBLANK(INDEX($G:$G,)), ISBLANK(INDEX($C:$C,))), \"\", 'PWS Records (System Entry)'!$D$4)","v":"LA1079001"},{"$f":"IF(AND(ISBLANK(INDEX($G:$G,)), ISBLANK(INDEX($C:$C,))), \"\", 'PWS Records (System Entry)'!$D$3)","v":"City of Alexandria Water System"},"3522 PEACH ST","ALEXANDRIA","LA",71303,10717074,31.3019046,-92.481952000000007,null,"Unknown","Not Applicable","Don't Know",null,null,null,"Unknown","Not Applicable",null,null,"Lead Status Unknown"]
[{"$f":"IF(AND(ISBLANK(INDEX($G:$G,)), ISBLANK(INDEX($C:$C,))), \"\", 'PWS Records (System Entry)'!$D$4)","v":"LA1079001"},{"$f":"IF(AND(ISBLANK(INDEX($G:$G,)), ISBLANK(INDEX($C:$C,))), \"\", 'PWS Records (System Entry)'!$D$3)","v":"City of Alexandria Water System"},"2920 HILL ST","ALEXANDRIA","LA",71303,10717092,31.2915983,-92.467821499999999,null,"Unknown","Not Applicable","Don't Know",null,null,null,"Unknown","Not Applicable",null,null,"Lead Status Unknown"]
[{"$f":"IF(AND(ISBLANK(INDEX($G:$G,)), ISBLANK(INDEX($C:$C,))), \"\", 'PWS Records (System Entry)'!$D$4)","v":"LA1079001"},{"$f":"IF(AND(ISBLANK(INDEX($G:$G,)), ISBLANK(INDEX($C:$C,))), \"\", 'PWS Records (System Entry)'!$D$3)","v":"City of Alexandria Water System"},"1420 CHAPPIE JAMES AVE","ALEXANDRIA","LA",71303,10717125,31.327314300000001,-92.5324265,null,"Unknown","Not Applicable","Don't Know",null,null,null,"Unknown","Not Applicable",null,null,"Lead Status Unknown"]
[{"$f":"IF(AND(ISBLANK(INDEX($G:$G,)), ISBLANK(INDEX($C:$C,))), \"\", 'PWS Records (System Entry)'!$D$4)","v":"LA1079001"},{"$f":"IF(AND(ISBLANK(INDEX($G:$G,)), ISBLANK(INDEX($C:$C,))), \"\", 'PWS Records (System Entry)'!$D$3)","v":"City of Alexandria Water System"},"3525 PIN OAKS DR","ALEXANDRIA","LA",71302,10717133,31.261768400000001,-92.427966400000003,null,"Non-Lead - Plastic","Installation Record (for example, tap card)","Don't Know",null,null,null,"Unknown","Not Applicable",null,null,"Lead Status Unknown"]
[{"$f":"IF(AND(ISBLANK(INDEX($G:$G,)), ISBLANK(INDEX($C:$C,))), \"\", 'PWS Records (System Entry)'!$D$4)","v":"LA1079001"},{"$f":"IF(AND(ISBLANK(INDEX($G:$G,)), ISBLANK(INDEX($C:$C,))), \"\", 'PWS Records (System Entry)'!$D$3)","v":"City of Alexandria Water System"},"1718 ULSTER DR","ALEXANDRIA","LA",71303,10717166,31.339879799999999,-92.514328800000001,null,"Unknown","Not Applicable","Don't Know",null,null,null,"Unknown","Not Applicable",null,null,"Lead Status Unknown"]
[{"$f":"IF(AND(ISBLANK(INDEX($G:$G,)), ISBLANK(INDEX($C:$C,))), \"\", 'PWS Records (System Entry)'!$D$4)","v":"LA1079001"},{"$f":"IF(AND(ISBLANK(INDEX($G:$G,)), ISBLANK(INDEX($C:$C,))), \"\", 'PWS Records (System Entry)'!$D$3)","v":"City of Alexandria Water System"},"4109 WELLINGTON BLVD","ALEXANDRIA","LA",71303,10717190,31.2834176,-92.4830635,null,"Unknown","Not Applicable","Don't Know",null,null,null,"Unknown","Not Applicable",null,null,"Lead Status Unknown"]
[{"$f":"IF(AND(ISBLANK(INDEX($G:$G,)), ISBLANK(INDEX($C:$C,))), \"\", 'PWS Records (System Entry)'!$D$4)","v":"LA1079001"},{"$f":"IF(AND(ISBLANK(INDEX($G:$G,)), ISBLANK(INDEX($C:$C,))), \"\", 'PWS Records (System Entry)'!$D$3)","v":"City of Alexandria Water System"},"1422 MACARTHUR DR","ALEXANDRIA","LA",71301,10717217,31.283820800000001,-92.474279899999999,null,"Unknown","Not Applicable","Don't Know",null,null,null,"Unknown","Not Applicable",null,null,"Lead Status Unknown"]
[{"$f":"IF(AND(ISBLANK(INDEX($G:$G,)), ISBLANK(INDEX($C:$C,))), \"\", 'PWS Records (System Entry)'!$D$4)","v":"LA1079001"},{"$f":"IF(AND(ISBLANK(INDEX($G:$G,)), ISBLANK(INDEX($C:$C,))), \"\", 'PWS Records (System Entry)'!$D$3)","v":"City of Alexandria Water System"},"808 LAFITTE DR","ALEXANDRIA","LA",71303,10717248,31.280898799999999,-92.415376100000003,null,"Non-Lead - Other","Installation Date after Lead Ban","Don't Know",null,null,null,"Non-Lead - Other","Installation Date after Lead Ban",null,null,"Non-Lead"]
[{"$f":"IF(AND(ISBLANK(INDEX($G:$G,)), ISBLANK(INDEX($C:$C,))), \"\", 'PWS Records (System Entry)'!$D$4)","v":"LA1079001"},{"$f":"IF(AND(ISBLANK(INDEX($G:$G,)), ISBLANK(INDEX($C:$C,))), \"\", 'PWS Records (System Entry)'!$D$3)","v":"City of Alexandria Water System"},"808 VERSAILLES BLVD","ALEXANDRIA","LA",71303,10717270,31.273674799999998,-92.485694899999999,null,"Unknown","Not Applicable","Don't Know",null,null,null,"Unknown","Not Applicable",null,null,"Lead Status Unknown"]
[{"$f":"IF(AND(ISBLANK(INDEX($G:$G,)), ISBLANK(INDEX($C:$C,))), \"\", 'PWS Records (System Entry)'!$D$4)","v":"LA1079001"},{"$f":"IF(AND(ISBLANK(INDEX($G:$G,)), ISBLANK(INDEX($C:$C,))), \"\", 'PWS Records (System Entry)'!$D$3)","v":"City of Alexandria Water System"},"808 WELWYN WAY","ALEXANDRIA","LA",71303,10717285,31.277040499999998,-92.487146999999993,null,"Unknown","Not Applicable","Don't Know",null,null,null,"Unknown","Not Applicable",null,null,{"$f":"IF(AND(INDEX($K:$K,)=\"\", INDEX($L:$L,)=\"\", INDEX($M:$M,)=\"\", INDEX($Q:$Q,)=\"\", INDEX($R:$R,)=\"\"), \"\", IF(OR(INDEX($K:$K,)=\"Lead\",INDEX($Q:$Q,)=\"Lead\"),\"Lead\",IF(OR(AND(OR(INDEX($M:$M,)=\"Yes\", INDEX($M:$M,)=\"Don't Know\", INDEX($M:$M,)=\"\"), INDEX($Q:$Q,)=\"Galvanized Iron/Steel\"), AND(INDEX($K:$K,)=\"Unknown\", INDEX($M:$M,)=\"No\", INDEX($Q:$Q,)=\"Galvanized Iron/Steel\")), \"Galvanized Requiring Replacement\", IF(OR(AND(OR(INDEX($K:$K,)=\"Galvanized Iron/Steel\", INDEX($K:$K,)=\"Non-Lead - Copper\", INDEX($K:$K,)=\"Non-Lead - Plastic\", INDEX($K:$K,)=\"Non-Lead - Other\", INDEX($K:$K,)=\"Non-Lead - Material Unknown\", INDEX($K:$K,)=\"No System Owned Portion\"), OR(INDEX($Q:$Q,)=\"Galvanized Iron/Steel\", INDEX($Q:$Q,)=\"Non-Lead - Copper\", INDEX($Q:$Q,)=\"Non-Lead - Plastic\", INDEX($Q:$Q,)=\"Non-Lead - Other\", INDEX($Q:$Q,)=\"Non-Lead - Predictive Model\", INDEX($Q:$Q,)=\"No Customer Owned Portion\")), AND(OR( INDEX($K:$K,)=\"Galvanized Iron/Steel\", INDEX($K:$K,)=\"Non-Lead - Copper\", INDEX($K:$K,)=\"Non-Lead - Plastic\", INDEX($K:$K,)=\"Non-Lead - Other\", INDEX($K:$K,)=\"Non-Lead - Material Unknown\", INDEX($K:$K,)=\"No System Owned Portion\"), INDEX($M:$M,)=\"No\", INDEX($Q:$Q,)=\"Non-Lead - Material Unknown\")), \"Non-Lead\", \"Lead Status Unknown\"))))","v":"Lead Status Unknown"}]
[{"$f":"IF(AND(ISBLANK(INDEX($G:$G,)), ISBLANK(INDEX($C:$C,))), \"\", 'PWS Records (System Entry)'!$D$4)","v":"LA1079001"},{"$f":"IF(AND(ISBLANK(INDEX($G:$G,)), ISBLANK(INDEX($C:$C,))), \"\", 'PWS Records (System Entry)'!$D$3)","v":"City of Alexandria Water System"},"357 JACOB B LOOP","ALEXANDRIA","LA",71303,10717316,31.270306699999999,-92.505382699999998,null,"Non-Lead - Other","Installation Record (for example, tap card)","Don't Know",null,null,null,"Non-Lead - Other","Installation Record (for example, tap card)",null,null,"Non-Lead"]
[{"$f":"IF(AND(ISBLANK(INDEX($G:$G,)), ISBLANK(INDEX($C:$C,))), \"\", 'PWS Records (System Entry)'!$D$4)","v":"LA1079001"},{"$f":"IF(AND(ISBLANK(INDEX($G:$G,)), ISBLANK(INDEX($C:$C,))), \"\", 'PWS Records (System Entry)'!$D$3)","v":"City of Alexandria Water System"},"357 WINDERMERE BLVD","ALEXANDRIA","LA",71303,10717322,31.290104899999999,-92.490385599999996,null,"Unknown","Not Applicable","Don't Know",null,null,null,"Unknown","Not Applicable",null,null,"Lead Status Unknown"]
[{"$f":"IF(AND(ISBLANK(INDEX($G:$G,)), ISBLANK(INDEX($C:$C,))), \"\", 'PWS Records (System Entry)'!$D$4)","v":"LA1079001"},{"$f":"IF(AND(ISBLANK(INDEX($G:$G,)), ISBLANK(INDEX($C:$C,))), \"\", 'PWS Records (System Entry)'!$D$3)","v":"City of Alexandria Water System"},"4110 WELLINGTON BLVD","ALEXANDRIA","LA",71303,10717366,31.283449099999999,-92.483309399999996,null,"Unknown","Not Applicable","Don't Know",null,null,null,"Unknown","Not Applicable",null,null,"Lead Status Unknown"]
[{"$f":"IF(AND(ISBLANK(INDEX($G:$G,)), ISBLANK(INDEX($C:$C,))), \"\", 'PWS Records (System Entry)'!$D$4)","v":"LA1079001"},{"$f":"IF(AND(ISBLANK(INDEX($G:$G,)), ISBLANK(INDEX($C:$C,))), \"\", 'PWS Records (System Entry)'!$D$3)","v":"City of Alexandria Water System"},"4111 COLISEUM BLVD","ALEXANDRIA","LA",71303,10717381,31.2969446,-92.488790499999993,null,"Unknown","Not Applicable","Don't Know",null,null,null,"Unknown","Not Applicable",null,null,"Lead Status Unknown"]
[{"$f":"IF(AND(ISBLANK(INDEX($G:$G,)), ISBLANK(INDEX($C:$C,))), \"\", 'PWS Records (System Entry)'!$D$4)","v":"LA1079001"},{"$f":"IF(AND(ISBLANK(INDEX($G:$G,)), ISBLANK(INDEX($C:$C,))), \"\", 'PWS Records (System Entry)'!$D$3)","v":"City of Alexandria Water System"},"1722 BEAM DR","ALEXANDRIA","LA",71303,10717408,31.332961300000001,-92.4962369,null,"Non-Lead - Plastic","Installation Date after Lead Ban","Don't Know",null,null,null,"Non-Lead - Plastic","Installation Date after Lead Ban",null,null,"Non-Lead"]
[{"$f":"IF(AND(ISBLANK(INDEX($G:$G,)), ISBLANK(INDEX($C:$C,))), \"\", 'PWS Records (System Entry)'!$D$4)","v":"LA1079001"},{"$f":"IF(AND(ISBLANK(INDEX($G:$G,)), ISBLANK(INDEX($C:$C,))), \"\", 'PWS Records (System Entry)'!$D$3)","v":"City of Alexandria Water System"},"2941 HOUSTON ST","ALEXANDRIA","LA",71303,10717439,31.28566,-92.446995599999994,null,"Unknown","Not Applicable","Don't Know",null,null,null,"Unknown","Not Applicable",null,null,"Lead Status Unknown"]
[{"$f":"IF(AND(ISBLANK(INDEX($G:$G,)), ISBLANK(INDEX($C:$C,))), \"\", 'PWS Records (System Entry)'!$D$4)","v":"LA1079001"},{"$f":"IF(AND(ISBLANK(INDEX($G:$G,)), ISBLANK(INDEX($C:$C,))), \"\", 'PWS Records (System Entry)'!$D$3)","v":"City of Alexandria Water System"},"1429 FENNER ST","ALEXANDRIA","LA",71303,10717464,31.291699600000001,-92.449146099999993,null,"Non-Lead - Plastic","Installation Record (for example, tap card)","Don't Know",null,null,null,"Unknown","Not Applicable",null,null,"Lead Status Unknown"]
[{"$f":"IF(AND(ISBLANK(INDEX($G:$G,)), ISBLANK(INDEX($C:$C,))), \"\", 'PWS Records (System Entry)'!$D$4)","v":"LA1079001"},{"$f":"IF(AND(ISBLANK(INDEX($G:$G,)), ISBLANK(INDEX($C:$C,))), \"\", 'PWS Records (System Entry)'!$D$3)","v":"City of Alexandria Water System"},"4113 MARGARET ST","ALEXANDRIA","LA",71302,10717471,31.257256000000002,-92.433566499999998,null,"Non-Lead - Plastic","Installation Date after Lead Ban","Don't Know",null,null,null,"Non-Lead - Plastic","Installation Date after Lead Ban",null,null,"Non-Lead"]
[{"$f":"IF(AND(ISBLANK(INDEX($G:$G,)), ISBLANK(INDEX($C:$C,))), \"\", 'PWS Records (System Entry)'!$D$4)","v":"LA1079001"},{"$f":"IF(AND(ISBLANK(INDEX($G:$G,)), ISBLANK(INDEX($C:$C,))), \"\", 'PWS Records (System Entry)'!$D$3)","v":"City of Alexandria Water System"},"4114 JILL ST","ALEXANDRIA","LA",71303,10717505,31.2558419,-92.432215799999994,null,"Unknown","Not Applicable","Don't Know",null,null,null,"Unknown","Not Applicable",null,null,"Lead Status Unknown"]
[{"$f":"IF(AND(ISBLANK(INDEX($G:$G,)), ISBLANK(INDEX($C:$C,))), \"\", 'PWS Records (System Entry)'!$D$4)","v":"LA1079001"},{"$f":"IF(AND(ISBLANK(INDEX($G:$G,)), ISBLANK(INDEX($C:$C,))), \"\", 'PWS Records (System Entry)'!$D$3)","v":"City of Alexandria Water System"},"4114 WHITEFIELD BLVD","ALEXANDRIA","LA",71303,10717529,31.285051500000002,-92.484438600000004,null,"Unknown","Not Applicable","Don't Know",null,null,null,"Unknown","Not Applicable",null,null,"Lead Status Unknown"]
[{"$f":"IF(AND(ISBLANK(INDEX($G:$G,)), ISBLANK(INDEX($C:$C,))), \"\", 'PWS Records (System Entry)'!$D$4)","v":"LA1079001"},{"$f":"IF(AND(ISBLANK(INDEX($G:$G,)), ISBLANK(INDEX($C:$C,))), \"\", 'PWS Records (System Entry)'!$D$3)","v":"City of Alexandria Water System"},"3602 PEACH ST","ALEXANDRIA","LA",71301,10717556,31.301686,-92.482985999999997,null,"Unknown","Not Applicable","Don't Know",null,null,null,"Unknown","Not Applicable",null,null,"Lead Status Unknown"]
[{"$f":"IF(AND(ISBLANK(INDEX($G:$G,)), ISBLANK(INDEX($C:$C,))), \"\", 'PWS Records (System Entry)'!$D$4)","v":"LA1079001"},{"$f":"IF(AND(ISBLANK(INDEX($G:$G,)), ISBLANK(INDEX($C:$C,))), \"\", 'PWS Records (System Entry)'!$D$3)","v":"City of Alexandria Water System"},"1725 ELLIOTT ST","ALEXANDRIA","LA",71303,10717571,31.305874800000002,-92.456612199999995,null,"Unknown","Not Applicable","Don't Know",null,null,null,"Unknown","Not Applicable",null,null,"Lead Status Unknown"]
[{"$f":"IF(AND(ISBLANK(INDEX($G:$G,)), ISBLANK(INDEX($C:$C,))), \"\", 'PWS Records (System Entry)'!$D$4)","v":"LA1079001"},{"$f":"IF(AND(ISBLANK(INDEX($G:$G,)), ISBLANK(INDEX($C:$C,))), \"\", 'PWS Records (System Entry)'!$D$3)","v":"City of Alexandria Water System"},"813 S ST A","ALEXANDRIA","LA",71301,10717596,31.3174466,-92.464690500000003,null,"Unknown","Not Applicable","Don't Know",null,null,null,"Unknown","Not Applicable",null,null,"Lead Status Unknown"]
[{"$f":"IF(AND(ISBLANK(INDEX($G:$G,)), ISBLANK(INDEX($C:$C,))), \"\", 'PWS Records (System Entry)'!$D$4)","v":"LA1079001"},{"$f":"IF(AND(ISBLANK(INDEX($G:$G,)), ISBLANK(INDEX($C:$C,))), \"\", 'PWS Records (System Entry)'!$D$3)","v":"City of Alexandria Water System"},"4116 WATERFORD DR","ALEXANDRIA","LA",71303,10717636,31.286132800000001,-92.486850899999993,null,"Non-Lead - Other","Installation Record (for example, tap card)","Don't Know",null,null,null,"Non-Lead - Other","Installation Record (for example, tap card)",null,null,"Non-Lead"]
[{"$f":"IF(AND(ISBLANK(INDEX($G:$G,)), ISBLANK(INDEX($C:$C,))), \"\", 'PWS Records (System Entry)'!$D$4)","v":"LA1079001"},{"$f":"IF(AND(ISBLANK(INDEX($G:$G,)), ISBLANK(INDEX($C:$C,))), \"\", 'PWS Records (System Entry)'!$D$3)","v":"City of Alexandria Water System"},"3604 11TH ST","ALEXANDRIA","LA",71303,10717635,31.289369099999998,-92.428096699999998,null,"Unknown","Not Applicable","Don't Know",null,null,null,"Unknown","Not Applicable",null,null,"Lead Status Unknown"]
[{"$f":"IF(AND(ISBLANK(INDEX($G:$G,)), ISBLANK(INDEX($C:$C,))), \"\", 'PWS Records (System Entry)'!$D$4)","v":"LA1079001"},{"$f":"IF(AND(ISBLANK(INDEX($G:$G,)), ISBLANK(INDEX($C:$C,))), \"\", 'PWS Records (System Entry)'!$D$3)","v":"City of Alexandria Water System"},"3604 CASTLE RD","ALEXANDRIA","LA",71303,10717662,31.2907689,-92.478889699999996,null,"Unknown","Not Applicable","Don't Know",null,null,null,"Unknown","Not Applicable",null,null,"Lead Status Unknown"]
[{"$f":"IF(AND(ISBLANK(INDEX($G:$G,)), ISBLANK(INDEX($C:$C,))), \"\", 'PWS Records (System Entry)'!$D$4)","v":"LA1079001"},{"$f":"IF(AND(ISBLANK(INDEX($G:$G,)), ISBLANK(INDEX($C:$C,))), \"\", 'PWS Records (System Entry)'!$D$3)","v":"City of Alexandria Water System"},"815 LAFITTE DR","ALEXANDRIA","LA",71303,10717694,31.2804602,-92.416216199999994,null,"Unknown","Not Applicable","Don't Know",null,null,null,"Unknown","Not Applicable",null,null,"Lead Status Unknown"]
[{"$f":"IF(AND(ISBLANK(INDEX($G:$G,)), ISBLANK(INDEX($C:$C,))), \"\", 'PWS Records (System Entry)'!$D$4)","v":"LA1079001"},{"$f":"IF(AND(ISBLANK(INDEX($G:$G,)), ISBLANK(INDEX($C:$C,))), \"\", 'PWS Records (System Entry)'!$D$3)","v":"City of Alexandria Water System"},"3000 MARYE ST","ALEXANDRIA","LA",71303,10717720,31.2942453,-92.470043399999994,null,"Unknown","Not Applicable","Don't Know",null,null,null,"Unknown","Not Applicable",null,null,"Lead Status Unknown"]
[{"$f":"IF(AND(ISBLANK(INDEX($G:$G,)), ISBLANK(INDEX($C:$C,))), \"\", 'PWS Records (System Entry)'!$D$4)","v":"LA1079001"},{"$f":"IF(AND(ISBLANK(INDEX($G:$G,)), ISBLANK(INDEX($C:$C,))), \"\", 'PWS Records (System Entry)'!$D$3)","v":"City of Alexandria Water System"},"816 LAFITTE DR","ALEXANDRIA","LA",71303,10717729,31.280595999999999,-92.416047500000005,null,"Unknown","Not Applicable","Don't Know",null,null,null,"Unknown","Not Applicable",null,null,"Lead Status Unknown"]
[{"$f":"IF(AND(ISBLANK(INDEX($G:$G,)), ISBLANK(INDEX($C:$C,))), \"\", 'PWS Records (System Entry)'!$D$4)","v":"LA1079001"},{"$f":"IF(AND(ISBLANK(INDEX($G:$G,)), ISBLANK(INDEX($C:$C,))), \"\", 'PWS Records (System Entry)'!$D$3)","v":"City of Alexandria Water System"},"145 YORKTOWN","ALEXANDRIA","LA",71301,10717761,31.302248800000001,-92.487252499999997,null,"Unknown","Not Applicable","Don't Know",null,null,null,"Unknown","Not Applicable",null,null,"Lead Status Unknown"]
[{"$f":"IF(AND(ISBLANK(INDEX($G:$G,)), ISBLANK(INDEX($C:$C,))), \"\", 'PWS Records (System Entry)'!$D$4)","v":"LA1079001"},{"$f":"IF(AND(ISBLANK(INDEX($G:$G,)), ISBLANK(INDEX($C:$C,))), \"\", 'PWS Records (System Entry)'!$D$3)","v":"City of Alexandria Water System"},"3003 DARBY ST","ALEXANDRIA","LA",71303,10717786,31.298578200000001,-92.472082400000005,null,"Unknown","Not Applicable","Don't Know",null,null,null,"Unknown","Not Applicable",null,null,"Lead Status Unknown"]
[{"$f":"IF(AND(ISBLANK(INDEX($G:$G,)), ISBLANK(INDEX($C:$C,))), \"\", 'PWS Records (System Entry)'!$D$4)","v":"LA1079001"},{"$f":"IF(AND(ISBLANK(INDEX($G:$G,)), ISBLANK(INDEX($C:$C,))), \"\", 'PWS Records (System Entry)'!$D$3)","v":"City of Alexandria Water System"},"1732 REED AVE","ALEXANDRIA","LA",71303,10717819,31.3142572,-92.463601100000005,null,"Unknown","Not Applicable","Don't Know",null,null,null,"Unknown","Not Applicable",null,null,"Lead Status Unknown"]
[{"$f":"IF(AND(ISBLANK(INDEX($G:$G,)), ISBLANK(INDEX($C:$C,))), \"\", 'PWS Records (System Entry)'!$D$4)","v":"LA1079001"},{"$f":"IF(AND(ISBLANK(INDEX($G:$G,)), ISBLANK(INDEX($C:$C,))), \"\", 'PWS Records (System Entry)'!$D$3)","v":"City of Alexandria Water System"},"1732 THORNTON CT","ALEXANDRIA","LA",71303,10717829,31.2981856,-92.452310800000006,null,"Unknown","Not Applicable","Don't Know",null,null,null,"Unknown","Not Applicable",null,null,"Lead Status Unknown"]
[{"$f":"IF(AND(ISBLANK(INDEX($G:$G,)), ISBLANK(INDEX($C:$C,))), \"\", 'PWS Records (System Entry)'!$D$4)","v":"LA1079001"},{"$f":"IF(AND(ISBLANK(INDEX($G:$G,)), ISBLANK(INDEX($C:$C,))), \"\", 'PWS Records (System Entry)'!$D$3)","v":"City of Alexandria Water System"},"819 FISK ST UNIT 1/2","ALEXANDRIA","LA",71303,10717851,31.310380500000001,-92.450443199999995,null,"Unknown","Not Applicable","Don't Know",null,null,null,"Unknown","Not Applicable",null,null,"Lead Status Unknown"]
[{"$f":"IF(AND(ISBLANK(INDEX($G:$G,)), ISBLANK(INDEX($C:$C,))), \"\", 'PWS Records (System Entry)'!$D$4)","v":"LA1079001"},{"$f":"IF(AND(ISBLANK(INDEX($G:$G,)), ISBLANK(INDEX($C:$C,))), \"\", 'PWS Records (System Entry)'!$D$3)","v":"City of Alexandria Water System"},"82 RAGAN DR","ALEXANDRIA","LA",71303,10717885,31.2720211,-92.5017742,null,"Unknown","Not Applicable","Don't Know",null,null,null,"Unknown","Not Applicable",null,null,"Lead Status Unknown"]
[{"$f":"IF(AND(ISBLANK(INDEX($G:$G,)), ISBLANK(INDEX($C:$C,))), \"\", 'PWS Records (System Entry)'!$D$4)","v":"LA1079001"},{"$f":"IF(AND(ISBLANK(INDEX($G:$G,)), ISBLANK(INDEX($C:$C,))), \"\", 'PWS Records (System Entry)'!$D$3)","v":"City of Alexandria Water System"},"412 JACOB B LOOP","ALEXANDRIA","LA",71303,10717910,31.2695106,-92.505672899999993,null,"Non-Lead - Other","Installation Record (for example, tap card)","Don't Know",null,null,null,"Non-Lead - Other","Installation Record (for example, tap card)",null,null,"Non-Lead"]
[{"$f":"IF(AND(ISBLANK(INDEX($G:$G,)), ISBLANK(INDEX($C:$C,))), \"\", 'PWS Records (System Entry)'!$D$4)","v":"LA1079001"},{"$f":"IF(AND(ISBLANK(INDEX($G:$G,)), ISBLANK(INDEX($C:$C,))), \"\", 'PWS Records (System Entry)'!$D$3)","v":"City of Alexandria Water System"},"3005 CULPEPPER RD APT A","ALEXANDRIA","LA",71301,10717923,31.2638201,-92.458238699999995,null,"Non-Lead - Other","Installation Date after Lead Ban","Don't Know",null,null,null,"Non-Lead - Other","Installation Date after Lead Ban",null,null,"Non-Lead"]
[{"$f":"IF(AND(ISBLANK(INDEX($G:$G,)), ISBLANK(INDEX($C:$C,))), \"\", 'PWS Records (System Entry)'!$D$4)","v":"LA1079001"},{"$f":"IF(AND(ISBLANK(INDEX($G:$G,)), ISBLANK(INDEX($C:$C,))), \"\", 'PWS Records (System Entry)'!$D$3)","v":"City of Alexandria Water System"},"412 VINE ST","ALEXANDRIA","LA",71303,10717950,31.271399899999999,-92.496407700000006,null,"Unknown","Not Applicable","Don't Know",null,null,null,"Unknown","Not Applicable",null,null,"Lead Status Unknown"]
[{"$f":"IF(AND(ISBLANK(INDEX($G:$G,)), ISBLANK(INDEX($C:$C,))), \"\", 'PWS Records (System Entry)'!$D$4)","v":"LA1079001"},{"$f":"IF(AND(ISBLANK(INDEX($G:$G,)), ISBLANK(INDEX($C:$C,))), \"\", 'PWS Records (System Entry)'!$D$3)","v":"City of Alexandria Water System"},"4120 MAYFLOWER BLVD","ALEXANDRIA","LA",71303,10717975,31.285000199999999,-92.486640499999993,null,"Unknown","Not Applicable","Don't Know",null,null,null,"Unknown","Not Applicable",null,null,"Lead Status Unknown"]
[{"$f":"IF(AND(ISBLANK(INDEX($G:$G,)), ISBLANK(INDEX($C:$C,))), \"\", 'PWS Records (System Entry)'!$D$4)","v":"LA1079001"},{"$f":"IF(AND(ISBLANK(INDEX($G:$G,)), ISBLANK(INDEX($C:$C,))), \"\", 'PWS Records (System Entry)'!$D$3)","v":"City of Alexandria Water System"},"15 LOUISIANA AVE","ALEXANDRIA","LA",71303,10718009,31.30959,-92.466955999999996,null,"Unknown","Not Applicable","Don't Know",null,null,null,"Unknown","Not Applicable",null,null,"Lead Status Unknown"]
[{"$f":"IF(AND(ISBLANK(INDEX($G:$G,)), ISBLANK(INDEX($C:$C,))), \"\", 'PWS Records (System Entry)'!$D$4)","v":"LA1079001"},{"$f":"IF(AND(ISBLANK(INDEX($G:$G,)), ISBLANK(INDEX($C:$C,))), \"\", 'PWS Records (System Entry)'!$D$3)","v":"City of Alexandria Water System"},"15 MACARTHUR DR","ALEXANDRIA","LA",71301,10718017,31.304328999999999,-92.479467200000002,null,"Unknown","Not Applicable","Don't Know",null,null,null,"Unknown","Not Applicable",null,null,"Lead Status Unknown"]
[{"$f":"IF(AND(ISBLANK(INDEX($G:$G,)), ISBLANK(INDEX($C:$C,))), \"\", 'PWS Records (System Entry)'!$D$4)","v":"LA1079001"},{"$f":"IF(AND(ISBLANK(INDEX($G:$G,)), ISBLANK(INDEX($C:$C,))), \"\", 'PWS Records (System Entry)'!$D$3)","v":"City of Alexandria Water System"},"15 VANDERSYPEN RD","ALEXANDRIA","LA",71303,10718043,31.3152987,-92.518245699999994,null,"Unknown","Not Applicable","Don't Know",null,null,null,"Unknown","Not Applicable",null,null,"Lead Status Unknown"]
[{"$f":"IF(AND(ISBLANK(INDEX($G:$G,)), ISBLANK(INDEX($C:$C,))), \"\", 'PWS Records (System Entry)'!$D$4)","v":"LA1079001"},{"$f":"IF(AND(ISBLANK(INDEX($G:$G,)), ISBLANK(INDEX($C:$C,))), \"\", 'PWS Records (System Entry)'!$D$3)","v":"City of Alexandria Water System"},"1912 CHOCTAW DR","ALEXANDRIA","LA",71303,10718075,31.265877499999998,-92.477843800000002,null,"Unknown","Not Applicable","Don't Know",null,null,null,"Unknown","Not Applicable",null,null,"Lead Status Unknown"]
[{"$f":"IF(AND(ISBLANK(INDEX($G:$G,)), ISBLANK(INDEX($C:$C,))), \"\", 'PWS Records (System Entry)'!$D$4)","v":"LA1079001"},{"$f":"IF(AND(ISBLANK(INDEX($G:$G,)), ISBLANK(INDEX($C:$C,))), \"\", 'PWS Records (System Entry)'!$D$3)","v":"City of Alexandria Water System"},"3614 5TH ST","ALEXANDRIA","LA",71303,10718100,31.293651499999999,-92.423631200000003,null,"Non-Lead - Other","Installation Date after Lead Ban","Don't Know",null,null,null,"Non-Lead - Other","Installation Date after Lead Ban",null,null,"Non-Lead"]
[{"$f":"IF(AND(ISBLANK(INDEX($G:$G,)), ISBLANK(INDEX($C:$C,))), \"\", 'PWS Records (System Entry)'!$D$4)","v":"LA1079001"},{"$f":"IF(AND(ISBLANK(INDEX($G:$G,)), ISBLANK(INDEX($C:$C,))), \"\", 'PWS Records (System Entry)'!$D$3)","v":"City of Alexandria Water System"},"1500 S CITY PARK BLVD","ALEXANDRIA","LA",71303,10718122,31.2873415,-92.464288999999994,null,"Non-Lead - Other","Installation Record (for example, tap card)","Don't Know",null,null,null,"Non-Lead - Other","Installation Record (for example, tap card)",null,null,"Non-Lead"]
[{"$f":"IF(AND(ISBLANK(INDEX($G:$G,)), ISBLANK(INDEX($C:$C,))), \"\", 'PWS Records (System Entry)'!$D$4)","v":"LA1079001"},{"$f":"IF(AND(ISBLANK(INDEX($G:$G,)), ISBLANK(INDEX($C:$C,))), \"\", 'PWS Records (System Entry)'!$D$3)","v":"City of Alexandria Water System"},"1912 MONROE ST","ALEXANDRIA","LA",71303,10718139,31.306805900000001,-92.462282900000005,null,"Unknown","Not Applicable","Don't Know",null,null,null,"Unknown","Not Applicable",null,null,"Lead Status Unknown"]
[{"$f":"IF(AND(ISBLANK(INDEX($G:$G,)), ISBLANK(INDEX($C:$C,))), \"\", 'PWS Records (System Entry)'!$D$4)","v":"LA1079001"},{"$f":"IF(AND(ISBLANK(INDEX($G:$G,)), ISBLANK(INDEX($C:$C,))), \"\", 'PWS Records (System Entry)'!$D$3)","v":"City of Alexandria Water System"},"3615 BAYOU RAPIDES RD","ALEXANDRIA","LA",71303,10718165,31.303624500000002,-92.484478800000005,null,"Unknown","Not Applicable","Don't Know",null,null,null,"Unknown","Not Applicable",null,null,"Lead Status Unknown"]
[{"$f":"IF(AND(ISBLANK(INDEX($G:$G,)), ISBLANK(INDEX($C:$C,))), \"\", 'PWS Records (System Entry)'!$D$4)","v":"LA1079001"},{"$f":"IF(AND(ISBLANK(INDEX($G:$G,)), ISBLANK(INDEX($C:$C,))), \"\", 'PWS Records (System Entry)'!$D$3)","v":"City of Alexandria Water System"},"1502 S HARVARD ST","ALEXANDRIA","LA",71303,10718198,31.287715200000001,-92.451138900000004,null,"Unknown","Not Applicable","Don't Know",null,null,null,"Unknown","Not Applicable",null,null,"Lead Status Unknown"]
[{"$f":"IF(AND(ISBLANK(INDEX($G:$G,)), ISBLANK(INDEX($C:$C,))), \"\", 'PWS Records (System Entry)'!$D$4)","v":"LA1079001"},{"$f":"IF(AND(ISBLANK(INDEX($G:$G,)), ISBLANK(INDEX($C:$C,))), \"\", 'PWS Records (System Entry)'!$D$3)","v":"City of Alexandria Water System"},"1747 WHITE ST","ALEXANDRIA","LA",71303,10718211,31.301930200000001,-92.454220199999995,null,"Unknown","Not Applicable","Don't Know",null,null,null,"Unknown","Not Applicable",null,null,"Lead Status Unknown"]
[{"$f":"IF(AND(ISBLANK(INDEX($G:$G,)), ISBLANK(INDEX($C:$C,))), \"\", 'PWS Records (System Entry)'!$D$4)","v":"LA1079001"},{"$f":"IF(AND(ISBLANK(INDEX($G:$G,)), ISBLANK(INDEX($C:$C,))), \"\", 'PWS Records (System Entry)'!$D$3)","v":"City of Alexandria Water System"},"5007 LARK LN","ALEXANDRIA","LA",71303,10718231,31.276947400000001,-92.490851000000006,null,"Unknown","Not Applicable","Don't Know",null,null,null,"Unknown","Not Applicable",null,null,"Lead Status Unknown"]
[{"$f":"IF(AND(ISBLANK(INDEX($G:$G,)), ISBLANK(INDEX($C:$C,))), \"\", 'PWS Records (System Entry)'!$D$4)","v":"LA1079001"},{"$f":"IF(AND(ISBLANK(INDEX($G:$G,)), ISBLANK(INDEX($C:$C,))), \"\", 'PWS Records (System Entry)'!$D$3)","v":"City of Alexandria Water System"},"1915 GUS KAPLAN DR","ALEXANDRIA","LA",71302,10718264,31.275079399999999,-92.473432299999999,null,"Non-Lead - Plastic","Installation Record (for example, tap card)","Don't Know",null,null,null,"Unknown","Not Applicable",null,null,"Lead Status Unknown"]
[{"$f":"IF(AND(ISBLANK(INDEX($G:$G,)), ISBLANK(INDEX($C:$C,))), \"\", 'PWS Records (System Entry)'!$D$4)","v":"LA1079001"},{"$f":"IF(AND(ISBLANK(INDEX($G:$G,)), ISBLANK(INDEX($C:$C,))), \"\", 'PWS Records (System Entry)'!$D$3)","v":"City of Alexandria Water System"},"3616 EVERGREEN DR","ALEXANDRIA","LA",71303,10718290,31.268101600000001,-92.446021799999997,null,"Unknown","Not Applicable","Don't Know",null,null,null,"Unknown","Not Applicable",null,null,"Lead Status Unknown"]
[{"$f":"IF(AND(ISBLANK(INDEX($G:$G,)), ISBLANK(INDEX($C:$C,))), \"\", 'PWS Records (System Entry)'!$D$4)","v":"LA1079001"},{"$f":"IF(AND(ISBLANK(INDEX($G:$G,)), ISBLANK(INDEX($C:$C,))), \"\", 'PWS Records (System Entry)'!$D$3)","v":"City of Alexandria Water System"},"5009 HUNTERS GROVE LN","ALEXANDRIA","LA",71303,10718316,31.279294700000001,-92.495087900000001,null,"Unknown","Not Applicable","Don't Know",null,null,null,"Unknown","Not Applicable",null,null,"Lead Status Unknown"]
[{"$f":"IF(AND(ISBLANK(INDEX($G:$G,)), ISBLANK(INDEX($C:$C,))), \"\", 'PWS Records (System Entry)'!$D$4)","v":"LA1079001"},{"$f":"IF(AND(ISBLANK(INDEX($G:$G,)), ISBLANK(INDEX($C:$C,))), \"\", 'PWS Records (System Entry)'!$D$3)","v":"City of Alexandria Water System"},"176 VERSAILLES BLVD","ALEXANDRIA","LA",71303,10718336,31.2806654,-92.503979299999997,null,"Non-Lead - Plastic","Installation Date after Lead Ban","Don't Know",null,null,null,"Non-Lead - Plastic","Installation Date after Lead Ban",null,null,"Non-Lead"]
[{"$f":"IF(AND(ISBLANK(INDEX($G:$G,)), ISBLANK(INDEX($C:$C,))), \"\", 'PWS Records (System Entry)'!$D$4)","v":"LA1079001"},{"$f":"IF(AND(ISBLANK(INDEX($G:$G,)), ISBLANK(INDEX($C:$C,))), \"\", 'PWS Records (System Entry)'!$D$3)","v":"City of Alexandria Water System"},"4132 JACKSON ST","ALEXANDRIA","LA",71303,10718357,31.279613099999999,-92.4794871,null,"Unknown","Not Applicable","Don't Know",null,null,null,"Unknown","Not Applicable",null,null,"Lead Status Unknown"]
[{"$f":"IF(AND(ISBLANK(INDEX($G:$G,)), ISBLANK(INDEX($C:$C,))), \"\", 'PWS Records (System Entry)'!$D$4)","v":"LA1079001"},{"$f":"IF(AND(ISBLANK(INDEX($G:$G,)), ISBLANK(INDEX($C:$C,))), \"\", 'PWS Records (System Entry)'!$D$3)","v":"City of Alexandria Water System"},"3617 BALDWIN AVE","ALEXANDRIA","LA",71302,10718387,31.2695601,-92.446436399999996,null,"Non-Lead - Other","Installation Date after Lead Ban","Don't Know",null,null,null,"Non-Lead - Other","Installation Date after Lead Ban",null,null,"Non-Lead"]
[{"$f":"IF(AND(ISBLANK(INDEX($G:$G,)), ISBLANK(INDEX($C:$C,))), \"\", 'PWS Records (System Entry)'!$D$4)","v":"LA1079001"},{"$f":"IF(AND(ISBLANK(INDEX($G:$G,)), ISBLANK(INDEX($C:$C,))), \"\", 'PWS Records (System Entry)'!$D$3)","v":"City of Alexandria Water System"},"86 PECAN WOOD DR","ALEXANDRIA","LA",71303,10718409,31.273166,-92.501115999999996,null,"Non-Lead - Other","Installation Record (for example, tap card)","Don't Know",null,null,null,"Non-Lead - Other","Installation Record (for example, tap card)",null,null,"Non-Lead"]
[{"$f":"IF(AND(ISBLANK(INDEX($G:$G,)), ISBLANK(INDEX($C:$C,))), \"\", 'PWS Records (System Entry)'!$D$4)","v":"LA1079001"},{"$f":"IF(AND(ISBLANK(INDEX($G:$G,)), ISBLANK(INDEX($C:$C,))), \"\", 'PWS Records (System Entry)'!$D$3)","v":"City of Alexandria Water System"},"86 RICHLAND","ALEXANDRIA","LA",71302,10718420,31.244512,-92.420983000000007,null,"Unknown","Not Applicable","Don't Know",null,null,null,"Unknown","Not Applicable",null,null,"Lead Status Unknown"]
[{"$f":"IF(AND(ISBLANK(INDEX($G:$G,)), ISBLANK(INDEX($C:$C,))), \"\", 'PWS Records (System Entry)'!$D$4)","v":"LA1079001"},{"$f":"IF(AND(ISBLANK(INDEX($G:$G,)), ISBLANK(INDEX($C:$C,))), \"\", 'PWS Records (System Entry)'!$D$3)","v":"City of Alexandria Water System"},"501 RIVER PORT RD","ALEXANDRIA","LA",71303,10718455,31.336320300000001,-92.460862800000001,null,"Unknown","Not Applicable","Don't Know",null,null,null,"Unknown","Not Applicable",null,null,"Lead Status Unknown"]
[{"$f":"IF(AND(ISBLANK(INDEX($G:$G,)), ISBLANK(INDEX($C:$C,))), \"\", 'PWS Records (System Entry)'!$D$4)","v":"LA1079001"},{"$f":"IF(AND(ISBLANK(INDEX($G:$G,)), ISBLANK(INDEX($C:$C,))), \"\", 'PWS Records (System Entry)'!$D$3)","v":"City of Alexandria Water System"},"3618 5TH ST","ALEXANDRIA","LA",71303,10718481,31.2935716,-92.423498899999998,null,"Non-Lead - Plastic","Installation Record (for example, tap card)","Don't Know",null,null,null,"Unknown","Not Applicable",null,null,"Lead Status Unknown"]
[{"$f":"IF(AND(ISBLANK(INDEX($G:$G,)), ISBLANK(INDEX($C:$C,))), \"\", 'PWS Records (System Entry)'!$D$4)","v":"LA1079001"},{"$f":"IF(AND(ISBLANK(INDEX($G:$G,)), ISBLANK(INDEX($C:$C,))), \"\", 'PWS Records (System Entry)'!$D$3)","v":"City of Alexandria Water System"},"1772 ALBERT ST","ALEXANDRIA","LA",71303,10718508,31.302525800000002,-92.455316300000007,null,"Unknown","Not Applicable","Don't Know",null,null,null,"Unknown","Not Applicable",null,null,"Lead Status Unknown"]
[{"$f":"IF(AND(ISBLANK(INDEX($G:$G,)), ISBLANK(INDEX($C:$C,))), \"\", 'PWS Records (System Entry)'!$D$4)","v":"LA1079001"},{"$f":"IF(AND(ISBLANK(INDEX($G:$G,)), ISBLANK(INDEX($C:$C,))), \"\", 'PWS Records (System Entry)'!$D$3)","v":"City of Alexandria Water System"},"501 WYCLIFF WAY BLVD","ALEXANDRIA","LA",71303,10718519,31.286756,-92.491435999999993,null,"Non-Lead - Plastic","Installation Date after Lead Ban","Don't Know",null,null,null,"Non-Lead - Plastic","Installation Date after Lead Ban",null,null,"Non-Lead"]
[{"$f":"IF(AND(ISBLANK(INDEX($G:$G,)), ISBLANK(INDEX($C:$C,))), \"\", 'PWS Records (System Entry)'!$D$4)","v":"LA1079001"},{"$f":"IF(AND(ISBLANK(INDEX($G:$G,)), ISBLANK(INDEX($C:$C,))), \"\", 'PWS Records (System Entry)'!$D$3)","v":"City of Alexandria Water System"},"1917 ROANOKE DR","ALEXANDRIA","LA",71303,10718546,31.27242,-92.473950000000002,null,"Unknown","Not Applicable","Don't Know",null,null,null,"Unknown","Not Applicable",null,null,"Lead Status Unknown"]
[{"$f":"IF(AND(ISBLANK(INDEX($G:$G,)), ISBLANK(INDEX($C:$C,))), \"\", 'PWS Records (System Entry)'!$D$4)","v":"LA1079001"},{"$f":"IF(AND(ISBLANK(INDEX($G:$G,)), ISBLANK(INDEX($C:$C,))), \"\", 'PWS Records (System Entry)'!$D$3)","v":"City of Alexandria Water System"},"5010 MACARTHUR DR","ALEXANDRIA","LA",71301,10718579,31.254651899999999,-92.440816900000002,null,"Unknown","Not Applicable","Don't Know",null,null,null,"Unknown","Not Applicable",null,null,"Lead Status Unknown"]
[{"$f":"IF(AND(ISBLANK(INDEX($G:$G,)), ISBLANK(INDEX($C:$C,))), \"\", 'PWS Records (System Entry)'!$D$4)","v":"LA1079001"},{"$f":"IF(AND(ISBLANK(INDEX($G:$G,)), ISBLANK(INDEX($C:$C,))), \"\", 'PWS Records (System Entry)'!$D$3)","v":"City of Alexandria Water System"},"5010 SARAH ST","ALEXANDRIA","LA",71303,10718601,31.301933300000002,-92.499408799999998,null,"Unknown","Not Applicable","Don't Know",null,null,null,"Unknown","Not Applicable",null,null,"Lead Status Unknown"]
[{"$f":"IF(AND(ISBLANK(INDEX($G:$G,)), ISBLANK(INDEX($C:$C,))), \"\", 'PWS Records (System Entry)'!$D$4)","v":"LA1079001"},{"$f":"IF(AND(ISBLANK(INDEX($G:$G,)), ISBLANK(INDEX($C:$C,))), \"\", 'PWS Records (System Entry)'!$D$3)","v":"City of Alexandria Water System"},"415 GREENFIELD DR","ALEXANDRIA","LA",71303,10718611,31.2848501,-92.412768799999995,null,"Unknown","Not Applicable","Don't Know",null,null,null,"Unknown","Not Applicable",null,null,"Lead Status Unknown"]
[{"$f":"IF(AND(ISBLANK(INDEX($G:$G,)), ISBLANK(INDEX($C:$C,))), \"\", 'PWS Records (System Entry)'!$D$4)","v":"LA1079001"},{"$f":"IF(AND(ISBLANK(INDEX($G:$G,)), ISBLANK(INDEX($C:$C,))), \"\", 'PWS Records (System Entry)'!$D$3)","v":"City of Alexandria Water System"},"1919 MEMORIAL DR","ALEXANDRIA","LA",71303,10718646,31.280067200000001,-92.451833699999995,null,"Unknown","Not Applicable","Don't Know",null,null,null,"Unknown","Not Applicable",null,null,"Lead Status Unknown"]
[{"$f":"IF(AND(ISBLANK(INDEX($G:$G,)), ISBLANK(INDEX($C:$C,))), \"\", 'PWS Records (System Entry)'!$D$4)","v":"LA1079001"},{"$f":"IF(AND(ISBLANK(INDEX($G:$G,)), ISBLANK(INDEX($C:$C,))), \"\", 'PWS Records (System Entry)'!$D$3)","v":"City of Alexandria Water System"},"1783 JACKSON ST","ALEXANDRIA","LA",71303,10718667,31.302923799999999,-92.456472599999998,null,"Unknown","Not Applicable","Don't Know",null,null,null,"Unknown","Not Applicable",null,null,"Lead Status Unknown"]
[{"$f":"IF(AND(ISBLANK(INDEX($G:$G,)), ISBLANK(INDEX($C:$C,))), \"\", 'PWS Records (System Entry)'!$D$4)","v":"LA1079001"},{"$f":"IF(AND(ISBLANK(INDEX($G:$G,)), ISBLANK(INDEX($C:$C,))), \"\", 'PWS Records (System Entry)'!$D$3)","v":"City of Alexandria Water System"},"416 ANSLEY BLVD UNIT A","ALEXANDRIA","LA",71301,10718677,31.289651599999999,-92.499167200000002,null,"Non-Lead - Plastic","Installation Date after Lead Ban","Don't Know",null,null,null,"Non-Lead - Plastic","Installation Date after Lead Ban",null,null,"Non-Lead"]
[{"$f":"IF(AND(ISBLANK(INDEX($G:$G,)), ISBLANK(INDEX($C:$C,))), \"\", 'PWS Records (System Entry)'!$D$4)","v":"LA1079001"},{"$f":"IF(AND(ISBLANK(INDEX($G:$G,)), ISBLANK(INDEX($C:$C,))), \"\", 'PWS Records (System Entry)'!$D$3)","v":"City of Alexandria Water System"},"416 ANSLEY BLVD UNIT E","ALEXANDRIA","LA",71303,10718702,31.289651599999999,-92.499167200000002,null,"Non-Lead - Plastic","Installation Date after Lead Ban","Don't Know",null,null,null,"Non-Lead - Plastic","Installation Date after Lead Ban",null,null,"Non-Lead"]
[{"$f":"IF(AND(ISBLANK(INDEX($G:$G,)), ISBLANK(INDEX($C:$C,))), \"\", 'PWS Records (System Entry)'!$D$4)","v":"LA1079001"},{"$f":"IF(AND(ISBLANK(INDEX($G:$G,)), ISBLANK(INDEX($C:$C,))), \"\", 'PWS Records (System Entry)'!$D$3)","v":"City of Alexandria Water System"},"5013 BENJAMIN ST","ALEXANDRIA","LA",71303,10718740,31.300206500000002,-92.498618800000003,null,"Unknown","Not Applicable","Don't Know",null,null,null,"Unknown","Not Applicable",null,null,"Lead Status Unknown"]
[{"$f":"IF(AND(ISBLANK(INDEX($G:$G,)), ISBLANK(INDEX($C:$C,))), \"\", 'PWS Records (System Entry)'!$D$4)","v":"LA1079001"},{"$f":"IF(AND(ISBLANK(INDEX($G:$G,)), ISBLANK(INDEX($C:$C,))), \"\", 'PWS Records (System Entry)'!$D$3)","v":"City of Alexandria Water System"},"3622 SOUTHLAND","ALEXANDRIA","LA",71302,10718767,31.262246000000001,-92.429613000000003,null,"Non-Lead - Other","Installation Record (for example, tap card)","Don't Know",null,null,null,"Non-Lead - Other","Installation Record (for example, tap card)",null,null,"Non-Lead"]
[{"$f":"IF(AND(ISBLANK(INDEX($G:$G,)), ISBLANK(INDEX($C:$C,))), \"\", 'PWS Records (System Entry)'!$D$4)","v":"LA1079001"},{"$f":"IF(AND(ISBLANK(INDEX($G:$G,)), ISBLANK(INDEX($C:$C,))), \"\", 'PWS Records (System Entry)'!$D$3)","v":"City of Alexandria Water System"},"900 N CITY PARK BLVD","ALEXANDRIA","LA",71303,10718795,31.294208600000001,-92.464463899999998,null,"Unknown","Not Applicable","Don't Know",null,null,null,"Unknown","Not Applicable",null,null,"Lead Status Unknown"]
[{"$f":"IF(AND(ISBLANK(INDEX($G:$G,)), ISBLANK(INDEX($C:$C,))), \"\", 'PWS Records (System Entry)'!$D$4)","v":"LA1079001"},{"$f":"IF(AND(ISBLANK(INDEX($G:$G,)), ISBLANK(INDEX($C:$C,))), \"\", 'PWS Records (System Entry)'!$D$3)","v":"City of Alexandria Water System"},"1920 SHIRLEY PARK PL","ALEXANDRIA","LA",71303,10718802,31.2809214,-92.468869299999994,null,"Unknown","Not Applicable","Don't Know",null,null,null,"Unknown","Not Applicable",null,null,"Lead Status Unknown"]
[{"$f":"IF(AND(ISBLANK(INDEX($G:$G,)), ISBLANK(INDEX($C:$C,))), \"\", 'PWS Records (System Entry)'!$D$4)","v":"LA1079001"},{"$f":"IF(AND(ISBLANK(INDEX($G:$G,)), ISBLANK(INDEX($C:$C,))), \"\", 'PWS Records (System Entry)'!$D$3)","v":"City of Alexandria Water System"},"5015 HUNTERS GROVE LN","ALEXANDRIA","LA",71303,10718832,31.279139399999998,-92.495291699999996,null,"Unknown","Not Applicable","Don't Know",null,null,null,"Unknown","Not Applicable",null,null,"Lead Status Unknown"]
[{"$f":"IF(AND(ISBLANK(INDEX($G:$G,)), ISBLANK(INDEX($C:$C,))), \"\", 'PWS Records (System Entry)'!$D$4)","v":"LA1079001"},{"$f":"IF(AND(ISBLANK(INDEX($G:$G,)), ISBLANK(INDEX($C:$C,))), \"\", 'PWS Records (System Entry)'!$D$3)","v":"City of Alexandria Water System"},"417 FAITH WAY","ALEXANDRIA","LA",71301,10718859,31.282766899999999,-92.409525799999997,null,"Non-Lead - Other","Installation Record (for example, tap card)","Don't Know",null,null,null,"Non-Lead - Other","Installation Record (for example, tap card)",null,null,"Non-Lead"]
[{"$f":"IF(AND(ISBLANK(INDEX($G:$G,)), ISBLANK(INDEX($C:$C,))), \"\", 'PWS Records (System Entry)'!$D$4)","v":"LA1079001"},{"$f":"IF(AND(ISBLANK(INDEX($G:$G,)), ISBLANK(INDEX($C:$C,))), \"\", 'PWS Records (System Entry)'!$D$3)","v":"City of Alexandria Water System"},"9018 WORTHINGTON CT","ALEXANDRIA","LA",71303,10718874,31.259982999999998,-92.53434,null,"Non-Lead - Other","Installation Record (for example, tap card)","Don't Know",null,null,null,"Non-Lead - Other","Installation Record (for example, tap card)",null,null,"Non-Lead"]
[{"$f":"IF(AND(ISBLANK(INDEX($G:$G,)), ISBLANK(INDEX($C:$C,))), \"\", 'PWS Records (System Entry)'!$D$4)","v":"LA1079001"},{"$f":"IF(AND(ISBLANK(INDEX($G:$G,)), ISBLANK(INDEX($C:$C,))), \"\", 'PWS Records (System Entry)'!$D$3)","v":"City of Alexandria Water System"},"1921 N BOLTON AVE","ALEXANDRIA","LA",71303,10718893,31.320069199999999,-92.473687600000005,null,"Unknown","Not Applicable","Don't Know",null,null,null,"Unknown","Not Applicable",null,null,"Lead Status Unknown"]
[{"$f":"IF(AND(ISBLANK(INDEX($G:$G,)), ISBLANK(INDEX($C:$C,))), \"\", 'PWS Records (System Entry)'!$D$4)","v":"LA1079001"},{"$f":"IF(AND(ISBLANK(INDEX($G:$G,)), ISBLANK(INDEX($C:$C,))), \"\", 'PWS Records (System Entry)'!$D$3)","v":"City of Alexandria Water System"},"417 WOODARD ST","ALEXANDRIA","LA",71301,10718925,31.296318500000002,-92.426569299999997,null,"Non-Lead - Plastic","Installation Date after Lead Ban","Don't Know",null,null,null,"Non-Lead - Plastic","Installation Date after Lead Ban",null,null,"Non-Lead"]
[{"$f":"IF(AND(ISBLANK(INDEX($G:$G,)), ISBLANK(INDEX($C:$C,))), \"\", 'PWS Records (System Entry)'!$D$4)","v":"LA1079001"},{"$f":"IF(AND(ISBLANK(INDEX($G:$G,)), ISBLANK(INDEX($C:$C,))), \"\", 'PWS Records (System Entry)'!$D$3)","v":"City of Alexandria Water System"},"418 DOVE CV","ALEXANDRIA","LA",71303,10718962,31.2791505,-92.496857399999996,null,"Non-Lead - Other","Installation Record (for example, tap card)","Don't Know",null,null,null,"Non-Lead - Other","Installation Record (for example, tap card)",null,null,"Non-Lead"]
[{"$f":"IF(AND(ISBLANK(INDEX($G:$G,)), ISBLANK(INDEX($C:$C,))), \"\", 'PWS Records (System Entry)'!$D$4)","v":"LA1079001"},{"$f":"IF(AND(ISBLANK(INDEX($G:$G,)), ISBLANK(INDEX($C:$C,))), \"\", 'PWS Records (System Entry)'!$D$3)","v":"City of Alexandria Water System"},"3625 JULIET ST","ALEXANDRIA","LA",71303,10718966,31.278336700000001,-92.435890900000004,null,"Non-Lead - Plastic","Installation Record (for example, tap card)","Don't Know",null,null,null,"Unknown","Not Applicable",null,null,"Lead Status Unknown"]
[{"$f":"IF(AND(ISBLANK(INDEX($G:$G,)), ISBLANK(INDEX($C:$C,))), \"\", 'PWS Records (System Entry)'!$D$4)","v":"LA1079001"},{"$f":"IF(AND(ISBLANK(INDEX($G:$G,)), ISBLANK(INDEX($C:$C,))), \"\", 'PWS Records (System Entry)'!$D$3)","v":"City of Alexandria Water System"},"1514 HUFFMAN ST","ALEXANDRIA","LA",71303,10718993,31.294401400000002,-92.450352699999996,null,"Unknown","Not Applicable","Don't Know",null,null,null,"Unknown","Not Applicable",null,null,"Lead Status Unknown"]
[{"$f":"IF(AND(ISBLANK(INDEX($G:$G,)), ISBLANK(INDEX($C:$C,))), \"\", 'PWS Records (System Entry)'!$D$4)","v":"LA1079001"},{"$f":"IF(AND(ISBLANK(INDEX($G:$G,)), ISBLANK(INDEX($C:$C,))), \"\", 'PWS Records (System Entry)'!$D$3)","v":"City of Alexandria Water System"},"1515 DORCHESTER DR","ALEXANDRIA","LA",71303,10719016,31.281015100000001,-92.475547599999999,null,"Unknown","Not Applicable","Don't Know",null,null,null,"Unknown","Not Applicable",null,null,"Lead Status Unknown"]
[{"$f":"IF(AND(ISBLANK(INDEX($G:$G,)), ISBLANK(INDEX($C:$C,))), \"\", 'PWS Records (System Entry)'!$D$4)","v":"LA1079001"},{"$f":"IF(AND(ISBLANK(INDEX($G:$G,)), ISBLANK(INDEX($C:$C,))), \"\", 'PWS Records (System Entry)'!$D$3)","v":"City of Alexandria Water System"},"1924 DAY ST","ALEXANDRIA","LA",71303,10719049,31.309350299999998,-92.463475200000005,null,"Unknown","Not Applicable","Don't Know",null,null,null,"Unknown","Not Applicable",null,null,"Lead Status Unknown"]
[{"$f":"IF(AND(ISBLANK(INDEX($G:$G,)), ISBLANK(INDEX($C:$C,))), \"\", 'PWS Records (System Entry)'!$D$4)","v":"LA1079001"},{"$f":"IF(AND(ISBLANK(INDEX($G:$G,)), ISBLANK(INDEX($C:$C,))), \"\", 'PWS Records (System Entry)'!$D$3)","v":"City of Alexandria Water System"},"502 TWIN BRIDGES RD","ALEXANDRIA","LA",71303,10719070,31.266606100000001,-92.502232899999996,null,"Unknown","Not Applicable","Don't Know",null,null,null,"Unknown","Not Applicable",null,null,"Lead Status Unknown"]
[{"$f":"IF(AND(ISBLANK(INDEX($G:$G,)), ISBLANK(INDEX($C:$C,))), \"\", 'PWS Records (System Entry)'!$D$4)","v":"LA1079001"},{"$f":"IF(AND(ISBLANK(INDEX($G:$G,)), ISBLANK(INDEX($C:$C,))), \"\", 'PWS Records (System Entry)'!$D$3)","v":"City of Alexandria Water System"},"1924 MARYE ST","ALEXANDRIA","LA",71303,10719088,31.302181999999998,-92.459058200000001,null,"Unknown","Not Applicable","Don't Know",null,null,null,"Unknown","Not Applicable",null,null,"Lead Status Unknown"]
[{"$f":"IF(AND(ISBLANK(INDEX($G:$G,)), ISBLANK(INDEX($C:$C,))), \"\", 'PWS Records (System Entry)'!$D$4)","v":"LA1079001"},{"$f":"IF(AND(ISBLANK(INDEX($G:$G,)), ISBLANK(INDEX($C:$C,))), \"\", 'PWS Records (System Entry)'!$D$3)","v":"City of Alexandria Water System"},"1924 MONROE ST UNIT A","ALEXANDRIA","LA",71303,10719114,31.306483499999999,-92.463069300000001,null,"Unknown","Not Applicable","Don't Know",null,null,null,"Unknown","Not Applicable",null,null,"Lead Status Unknown"]
[{"$f":"IF(AND(ISBLANK(INDEX($G:$G,)), ISBLANK(INDEX($C:$C,))), \"\", 'PWS Records (System Entry)'!$D$4)","v":"LA1079001"},{"$f":"IF(AND(ISBLANK(INDEX($G:$G,)), ISBLANK(INDEX($C:$C,))), \"\", 'PWS Records (System Entry)'!$D$3)","v":"City of Alexandria Water System"},"420 21ST ST","ALEXANDRIA","LA",71303,10719150,31.302765399999998,-92.462555300000005,null,"Unknown","Not Applicable","Don't Know",null,null,null,"Unknown","Not Applicable",null,null,"Lead Status Unknown"]
[{"$f":"IF(AND(ISBLANK(INDEX($G:$G,)), ISBLANK(INDEX($C:$C,))), \"\", 'PWS Records (System Entry)'!$D$4)","v":"LA1079001"},{"$f":"IF(AND(ISBLANK(INDEX($G:$G,)), ISBLANK(INDEX($C:$C,))), \"\", 'PWS Records (System Entry)'!$D$3)","v":"City of Alexandria Water System"},"1802 SWARTHMORE ST","ALEXANDRIA","LA",71303,10719162,31.289596,-92.463775299999995,null,"Unknown","Not Applicable","Don't Know",null,null,null,"Unknown","Not Applicable",null,null,"Lead Status Unknown"]
[{"$f":"IF(AND(ISBLANK(INDEX($G:$G,)), ISBLANK(INDEX($C:$C,))), \"\", 'PWS Records (System Entry)'!$D$4)","v":"LA1079001"},{"$f":"IF(AND(ISBLANK(INDEX($G:$G,)), ISBLANK(INDEX($C:$C,))), \"\", 'PWS Records (System Entry)'!$D$3)","v":"City of Alexandria Water System"},"905 CHENEY ST","ALEXANDRIA","LA",71303,10719182,31.297898799999999,-92.460204000000004,null,"Unknown","Not Applicable","Don't Know",null,null,null,"Unknown","Not Applicable",null,null,"Lead Status Unknown"]
[{"$f":"IF(AND(ISBLANK(INDEX($G:$G,)), ISBLANK(INDEX($C:$C,))), \"\", 'PWS Records (System Entry)'!$D$4)","v":"LA1079001"},{"$f":"IF(AND(ISBLANK(INDEX($G:$G,)), ISBLANK(INDEX($C:$C,))), \"\", 'PWS Records (System Entry)'!$D$3)","v":"City of Alexandria Water System"},"1518 DALLAS AVE","ALEXANDRIA","LA",71303,10719207,31.2853025,-92.448616599999994,null,"Unknown","Not Applicable","Don't Know",null,null,null,"Unknown","Not Applicable",null,null,"Lead Status Unknown"]
[{"$f":"IF(AND(ISBLANK(INDEX($G:$G,)), ISBLANK(INDEX($C:$C,))), \"\", 'PWS Records (System Entry)'!$D$4)","v":"LA1079001"},{"$f":"IF(AND(ISBLANK(INDEX($G:$G,)), ISBLANK(INDEX($C:$C,))), \"\", 'PWS Records (System Entry)'!$D$3)","v":"City of Alexandria Water System"},"906 BROOKS BLVD APT A","ALEXANDRIA","LA",71303,10719239,31.302510399999999,-92.514146999999994,null,"Non-Lead - Other","Installation Date after Lead Ban","Don't Know",null,null,null,"Non-Lead - Other","Installation Date after Lead Ban",null,null,"Non-Lead"]
[{"$f":"IF(AND(ISBLANK(INDEX($G:$G,)), ISBLANK(INDEX($C:$C,))), \"\", 'PWS Records (System Entry)'!$D$4)","v":"LA1079001"},{"$f":"IF(AND(ISBLANK(INDEX($G:$G,)), ISBLANK(INDEX($C:$C,))), \"\", 'PWS Records (System Entry)'!$D$3)","v":"City of Alexandria Water System"},"1803 SHIRLEY AVE","ALEXANDRIA","LA",71303,10719265,31.328576099999999,-92.487567799999994,null,"Unknown","Not Applicable","Don't Know",null,null,null,"Unknown","Not Applicable",null,null,"Lead Status Unknown"]
[{"$f":"IF(AND(ISBLANK(INDEX($G:$G,)), ISBLANK(INDEX($C:$C,))), \"\", 'PWS Records (System Entry)'!$D$4)","v":"LA1079001"},{"$f":"IF(AND(ISBLANK(INDEX($G:$G,)), ISBLANK(INDEX($C:$C,))), \"\", 'PWS Records (System Entry)'!$D$3)","v":"City of Alexandria Water System"},"1803 SIMMONS ST","ALEXANDRIA","LA",71303,10719271,31.280532999999998,-92.471067700000006,null,"Unknown","Not Applicable","Don't Know",null,null,null,"Unknown","Not Applicable",null,null,"Lead Status Unknown"]
[{"$f":"IF(AND(ISBLANK(INDEX($G:$G,)), ISBLANK(INDEX($C:$C,))), \"\", 'PWS Records (System Entry)'!$D$4)","v":"LA1079001"},{"$f":"IF(AND(ISBLANK(INDEX($G:$G,)), ISBLANK(INDEX($C:$C,))), \"\", 'PWS Records (System Entry)'!$D$3)","v":"City of Alexandria Water System"},"503 GABRIEL LN","ALEXANDRIA","LA",71303,10719306,31.287005300000001,-92.415153000000004,null,"Unknown","Not Applicable","Don't Know",null,null,null,"Unknown","Not Applicable",null,null,"Lead Status Unknown"]
[{"$f":"IF(AND(ISBLANK(INDEX($G:$G,)), ISBLANK(INDEX($C:$C,))), \"\", 'PWS Records (System Entry)'!$D$4)","v":"LA1079001"},{"$f":"IF(AND(ISBLANK(INDEX($G:$G,)), ISBLANK(INDEX($C:$C,))), \"\", 'PWS Records (System Entry)'!$D$3)","v":"City of Alexandria Water System"},"907 BENNETT ST","ALEXANDRIA","LA",71303,10719331,31.2854128,-92.419022799999993,null,"Non-Lead - Other","Installation Date after Lead Ban","Don't Know",null,null,null,"Non-Lead - Other","Installation Date after Lead Ban",null,null,"Non-Lead"]
[{"$f":"IF(AND(ISBLANK(INDEX($G:$G,)), ISBLANK(INDEX($C:$C,))), \"\", 'PWS Records (System Entry)'!$D$4)","v":"LA1079001"},{"$f":"IF(AND(ISBLANK(INDEX($G:$G,)), ISBLANK(INDEX($C:$C,))), \"\", 'PWS Records (System Entry)'!$D$3)","v":"City of Alexandria Water System"},"363 WINDERMERE BLVD UNIT 207","ALEXANDRIA","LA",71303,10719357,31.288755999999999,-92.489416000000006,null,"Unknown","Not Applicable","Don't Know",null,null,null,"Unknown","Not Applicable",null,null,"Lead Status Unknown"]
[{"$f":"IF(AND(ISBLANK(INDEX($G:$G,)), ISBLANK(INDEX($C:$C,))), \"\", 'PWS Records (System Entry)'!$D$4)","v":"LA1079001"},{"$f":"IF(AND(ISBLANK(INDEX($G:$G,)), ISBLANK(INDEX($C:$C,))), \"\", 'PWS Records (System Entry)'!$D$3)","v":"City of Alexandria Water System"},"907 HANSEL DR","ALEXANDRIA","LA",71303,10719372,31.292352099999999,-92.479266800000005,null,"Unknown","Not Applicable","Don't Know",null,null,null,"Unknown","Not Applicable",null,null,"Lead Status Unknown"]
[{"$f":"IF(AND(ISBLANK(INDEX($G:$G,)), ISBLANK(INDEX($C:$C,))), \"\", 'PWS Records (System Entry)'!$D$4)","v":"LA1079001"},{"$f":"IF(AND(ISBLANK(INDEX($G:$G,)), ISBLANK(INDEX($C:$C,))), \"\", 'PWS Records (System Entry)'!$D$3)","v":"City of Alexandria Water System"},"1522 WATSON ST","ALEXANDRIA","LA",71303,10719397,31.289037799999999,-92.450908999999996,null,"Unknown","Not Applicable","Don't Know",null,null,null,"Unknown","Not Applicable",null,null,"Lead Status Unknown"]
[{"$f":"IF(AND(ISBLANK(INDEX($G:$G,)), ISBLANK(INDEX($C:$C,))), \"\", 'PWS Records (System Entry)'!$D$4)","v":"LA1079001"},{"$f":"IF(AND(ISBLANK(INDEX($G:$G,)), ISBLANK(INDEX($C:$C,))), \"\", 'PWS Records (System Entry)'!$D$3)","v":"City of Alexandria Water System"},"4203 EARL DR","ALEXANDRIA","LA",71303,10719429,31.294259499999999,-92.488175499999997,null,"Unknown","Not Applicable","Don't Know",null,null,null,"Unknown","Not Applicable",null,null,"Lead Status Unknown"]
[{"$f":"IF(AND(ISBLANK(INDEX($G:$G,)), ISBLANK(INDEX($C:$C,))), \"\", 'PWS Records (System Entry)'!$D$4)","v":"LA1079001"},{"$f":"IF(AND(ISBLANK(INDEX($G:$G,)), ISBLANK(INDEX($C:$C,))), \"\", 'PWS Records (System Entry)'!$D$3)","v":"City of Alexandria Water System"},"4203 N BOLTON AVE","ALEXANDRIA","LA",71303,10719459,31.333093000000002,-92.494677499999995,null,"Unknown","Not Applicable","Don't Know",null,null,null,"Unknown","Not Applicable",null,null,"Lead Status Unknown"]
[{"$f":"IF(AND(ISBLANK(INDEX($G:$G,)), ISBLANK(INDEX($C:$C,))), \"\", 'PWS Records (System Entry)'!$D$4)","v":"LA1079001"},{"$f":"IF(AND(ISBLANK(INDEX($G:$G,)), ISBLANK(INDEX($C:$C,))), \"\", 'PWS Records (System Entry)'!$D$3)","v":"City of Alexandria Water System"},"1931 VANCE AVE","ALEXANDRIA","LA",71303,10719463,31.295150499999998,-92.453912000000003,null,"Unknown","Not Applicable","Don't Know",null,null,null,"Unknown","Not Applicable",null,null,"Lead Status Unknown"]
[{"$f":"IF(AND(ISBLANK(INDEX($G:$G,)), ISBLANK(INDEX($C:$C,))), \"\", 'PWS Records (System Entry)'!$D$4)","v":"LA1079001"},{"$f":"IF(AND(ISBLANK(INDEX($G:$G,)), ISBLANK(INDEX($C:$C,))), \"\", 'PWS Records (System Entry)'!$D$3)","v":"City of Alexandria Water System"},"5034 SARAH ST","ALEXANDRIA","LA",71303,10719495,31.3016735,-92.500243100000006,null,"Unknown","Not Applicable","Don't Know",null,null,null,"Unknown","Not Applicable",null,null,"Lead Status Unknown"]
[{"$f":"IF(AND(ISBLANK(INDEX($G:$G,)), ISBLANK(INDEX($C:$C,))), \"\", 'PWS Records (System Entry)'!$D$4)","v":"LA1079001"},{"$f":"IF(AND(ISBLANK(INDEX($G:$G,)), ISBLANK(INDEX($C:$C,))), \"\", 'PWS Records (System Entry)'!$D$3)","v":"City of Alexandria Water System"},"908 CHENEY ST","ALEXANDRIA","LA",71303,10719520,31.2974955,-92.459889700000005,null,"Unknown","Not Applicable","Don't Know",null,null,null,"Unknown","Not Applicable",null,null,"Lead Status Unknown"]
[{"$f":"IF(AND(ISBLANK(INDEX($G:$G,)), ISBLANK(INDEX($C:$C,))), \"\", 'PWS Records (System Entry)'!$D$4)","v":"LA1079001"},{"$f":"IF(AND(ISBLANK(INDEX($G:$G,)), ISBLANK(INDEX($C:$C,))), \"\", 'PWS Records (System Entry)'!$D$3)","v":"City of Alexandria Water System"},"3631 JONES AVE","ALEXANDRIA","LA",71303,10719551,31.288042900000001,-92.427837600000004,null,"Unknown","Not Applicable","Don't Know",null,null,null,"Unknown","Not Applicable",null,null,"Lead Status Unknown"]
[{"$f":"IF(AND(ISBLANK(INDEX($G:$G,)), ISBLANK(INDEX($C:$C,))), \"\", 'PWS Records (System Entry)'!$D$4)","v":"LA1079001"},{"$f":"IF(AND(ISBLANK(INDEX($G:$G,)), ISBLANK(INDEX($C:$C,))), \"\", 'PWS Records (System Entry)'!$D$3)","v":"City of Alexandria Water System"},"1940 PLANTATION","ALEXANDRIA","LA",71303,10719563,31.270076,-92.474745999999996,null,"Unknown","Not Applicable","Don't Know",null,null,null,"Unknown","Not Applicable",null,null,"Lead Status Unknown"]
[{"$f":"IF(AND(ISBLANK(INDEX($G:$G,)), ISBLANK(INDEX($C:$C,))), \"\", 'PWS Records (System Entry)'!$D$4)","v":"LA1079001"},{"$f":"IF(AND(ISBLANK(INDEX($G:$G,)), ISBLANK(INDEX($C:$C,))), \"\", 'PWS Records (System Entry)'!$D$3)","v":"City of Alexandria Water System"},"909 CALDERWOOD DR","ALEXANDRIA","LA",71303,10719589,31.28199,-92.501802999999995,null,"Non-Lead - Plastic","Installation Date after Lead Ban","Don't Know",null,null,null,"Non-Lead - Plastic","Installation Date after Lead Ban",null,null,"Non-Lead"]
[{"$f":"IF(AND(ISBLANK(INDEX($G:$G,)), ISBLANK(INDEX($C:$C,))), \"\", 'PWS Records (System Entry)'!$D$4)","v":"LA1079001"},{"$f":"IF(AND(ISBLANK(INDEX($G:$G,)), ISBLANK(INDEX($C:$C,))), \"\", 'PWS Records (System Entry)'!$D$3)","v":"City of Alexandria Water System"},"1953 OVERTON ST","ALEXANDRIA","LA",71303,10719619,31.2986535,-92.449309999999997,null,"Non-Lead - Other","Installation Date after Lead Ban","Don't Know",null,null,null,"Non-Lead - Other","Installation Date after Lead Ban",null,null,"Non-Lead"]
[{"$f":"IF(AND(ISBLANK(INDEX($G:$G,)), ISBLANK(INDEX($C:$C,))), \"\", 'PWS Records (System Entry)'!$D$4)","v":"LA1079001"},{"$f":"IF(AND(ISBLANK(INDEX($G:$G,)), ISBLANK(INDEX($C:$C,))), \"\", 'PWS Records (System Entry)'!$D$3)","v":"City of Alexandria Water System"},"1806 ELLIOTT ST","ALEXANDRIA","LA",71303,10719645,31.30397,-92.458765400000004,null,"Unknown","Not Applicable","Don't Know",null,null,null,"Unknown","Not Applicable",null,null,"Lead Status Unknown"]
[{"$f":"IF(AND(ISBLANK(INDEX($G:$G,)), ISBLANK(INDEX($C:$C,))), \"\", 'PWS Records (System Entry)'!$D$4)","v":"LA1079001"},{"$f":"IF(AND(ISBLANK(INDEX($G:$G,)), ISBLANK(INDEX($C:$C,))), \"\", 'PWS Records (System Entry)'!$D$3)","v":"City of Alexandria Water System"},"3638 HOLLYWOOD DR","ALEXANDRIA","LA",71303,10719651,31.266030600000001,-92.436122400000002,null,"Unknown","Not Applicable","Don't Know",null,null,null,"Unknown","Not Applicable",null,null,"Lead Status Unknown"]
[{"$f":"IF(AND(ISBLANK(INDEX($G:$G,)), ISBLANK(INDEX($C:$C,))), \"\", 'PWS Records (System Entry)'!$D$4)","v":"LA1079001"},{"$f":"IF(AND(ISBLANK(INDEX($G:$G,)), ISBLANK(INDEX($C:$C,))), \"\", 'PWS Records (System Entry)'!$D$3)","v":"City of Alexandria Water System"},"1535 MOHON ST","ALEXANDRIA","LA",71303,10719686,31.273074699999999,-92.476532700000007,null,"Unknown","Not Applicable","Don't Know",null,null,null,"Unknown","Not Applicable",null,null,"Lead Status Unknown"]
[{"$f":"IF(AND(ISBLANK(INDEX($G:$G,)), ISBLANK(INDEX($C:$C,))), \"\", 'PWS Records (System Entry)'!$D$4)","v":"LA1079001"},{"$f":"IF(AND(ISBLANK(INDEX($G:$G,)), ISBLANK(INDEX($C:$C,))), \"\", 'PWS Records (System Entry)'!$D$3)","v":"City of Alexandria Water System"},"1538 PARKVIEW DR","ALEXANDRIA","LA",71303,10719709,31.325923,-92.478309300000006,null,"Non-Lead - Plastic","Installation Date after Lead Ban","Don't Know",null,null,null,"Non-Lead - Plastic","Installation Date after Lead Ban",null,null,"Non-Lead"]
[{"$f":"IF(AND(ISBLANK(INDEX($G:$G,)), ISBLANK(INDEX($C:$C,))), \"\", 'PWS Records (System Entry)'!$D$4)","v":"LA1079001"},{"$f":"IF(AND(ISBLANK(INDEX($G:$G,)), ISBLANK(INDEX($C:$C,))), \"\", 'PWS Records (System Entry)'!$D$3)","v":"City of Alexandria Water System"},"4207 LEON DR","ALEXANDRIA","LA",71303,10719723,31.295761200000001,-92.489067800000001,null,"Unknown","Not Applicable","Don't Know",null,null,null,"Unknown","Not Applicable",null,null,"Lead Status Unknown"]
[{"$f":"IF(AND(ISBLANK(INDEX($G:$G,)), ISBLANK(INDEX($C:$C,))), \"\", 'PWS Records (System Entry)'!$D$4)","v":"LA1079001"},{"$f":"IF(AND(ISBLANK(INDEX($G:$G,)), ISBLANK(INDEX($C:$C,))), \"\", 'PWS Records (System Entry)'!$D$3)","v":"City of Alexandria Water System"},"9102 WORTHINGTON CT","ALEXANDRIA","LA",71303,10719754,31.280212800000001,-92.487052800000001,null,"Non-Lead - Plastic","Installation Date after Lead Ban","Don't Know",null,null,null,"Non-Lead - Plastic","Installation Date after Lead Ban",null,null,"Non-Lead"]
[{"$f":"IF(AND(ISBLANK(INDEX($G:$G,)), ISBLANK(INDEX($C:$C,))), \"\", 'PWS Records (System Entry)'!$D$4)","v":"LA1079001"},{"$f":"IF(AND(ISBLANK(INDEX($G:$G,)), ISBLANK(INDEX($C:$C,))), \"\", 'PWS Records (System Entry)'!$D$3)","v":"City of Alexandria Water System"},"1807 MACARTHUR DR","ALEXANDRIA","LA",71303,10719778,31.2790854,-92.4715609,null,"Unknown","Not Applicable","Don't Know",null,null,null,"Unknown","Not Applicable",null,null,"Lead Status Unknown"]
[{"$f":"IF(AND(ISBLANK(INDEX($G:$G,)), ISBLANK(INDEX($C:$C,))), \"\", 'PWS Records (System Entry)'!$D$4)","v":"LA1079001"},{"$f":"IF(AND(ISBLANK(INDEX($G:$G,)), ISBLANK(INDEX($C:$C,))), \"\", 'PWS Records (System Entry)'!$D$3)","v":"City of Alexandria Water System"},"2 WALKERS LN","ALEXANDRIA","LA",71303,10719816,31.257135999999999,-92.473625999999996,null,"Non-Lead - Other","Installation Record (for example, tap card)","Don't Know",null,null,null,"Non-Lead - Other","Installation Record (for example, tap card)",null,null,"Non-Lead"]
[{"$f":"IF(AND(ISBLANK(INDEX($G:$G,)), ISBLANK(INDEX($C:$C,))), \"\", 'PWS Records (System Entry)'!$D$4)","v":"LA1079001"},{"$f":"IF(AND(ISBLANK(INDEX($G:$G,)), ISBLANK(INDEX($C:$C,))), \"\", 'PWS Records (System Entry)'!$D$3)","v":"City of Alexandria Water System"},"4209 N BOLTON AVE","ALEXANDRIA","LA",71303,10719843,31.333953600000001,-92.496848400000005,null,"Unknown","Not Applicable","Don't Know",null,null,null,"Unknown","Not Applicable",null,null,"Lead Status Unknown"]
[{"$f":"IF(AND(ISBLANK(INDEX($G:$G,)), ISBLANK(INDEX($C:$C,))), \"\", 'PWS Records (System Entry)'!$D$4)","v":"LA1079001"},{"$f":"IF(AND(ISBLANK(INDEX($G:$G,)), ISBLANK(INDEX($C:$C,))), \"\", 'PWS Records (System Entry)'!$D$3)","v":"City of Alexandria Water System"},"155 PECAN BAYOU DR","ALEXANDRIA","LA",71303,10719845,31.327126,-92.517847000000003,null,"Non-Lead - Other","Installation Record (for example, tap card)","Don't Know",null,null,null,"Non-Lead - Other","Installation Record (for example, tap card)",null,null,"Non-Lead"]
[{"$f":"IF(AND(ISBLANK(INDEX($G:$G,)), ISBLANK(INDEX($C:$C,))), \"\", 'PWS Records (System Entry)'!$D$4)","v":"LA1079001"},{"$f":"IF(AND(ISBLANK(INDEX($G:$G,)), ISBLANK(INDEX($C:$C,))), \"\", 'PWS Records (System Entry)'!$D$3)","v":"City of Alexandria Water System"},"505 ANDERSON CT","ALEXANDRIA","LA",71303,10719875,31.2678519,-92.501826100000002,null,"Non-Lead - Other","Installation Record (for example, tap card)","Don't Know",null,null,null,"Non-Lead - Other","Installation Record (for example, tap card)",null,null,"Non-Lead"]
[{"$f":"IF(AND(ISBLANK(INDEX($G:$G,)), ISBLANK(INDEX($C:$C,))), \"\", 'PWS Records (System Entry)'!$D$4)","v":"LA1079001"},{"$f":"IF(AND(ISBLANK(INDEX($G:$G,)), ISBLANK(INDEX($C:$C,))), \"\", 'PWS Records (System Entry)'!$D$3)","v":"City of Alexandria Water System"},"200 DESOTO ST","ALEXANDRIA","LA",71303,10719902,31.312142600000001,-92.445081099999996,null,"Unknown","Not Applicable","Don't Know",null,null,null,"Unknown","Not Applicable",null,null,"Lead Status Unknown"]
[{"$f":"IF(AND(ISBLANK(INDEX($G:$G,)), ISBLANK(INDEX($C:$C,))), \"\", 'PWS Records (System Entry)'!$D$4)","v":"LA1079001"},{"$f":"IF(AND(ISBLANK(INDEX($G:$G,)), ISBLANK(INDEX($C:$C,))), \"\", 'PWS Records (System Entry)'!$D$3)","v":"City of Alexandria Water System"},"1808 HUFFMAN ST","ALEXANDRIA","LA",71303,10719920,31.294503899999999,-92.452388799999994,null,"Unknown","Not Applicable","Don't Know",null,null,null,"Unknown","Not Applicable",null,null,"Lead Status Unknown"]
[{"$f":"IF(AND(ISBLANK(INDEX($G:$G,)), ISBLANK(INDEX($C:$C,))), \"\", 'PWS Records (System Entry)'!$D$4)","v":"LA1079001"},{"$f":"IF(AND(ISBLANK(INDEX($G:$G,)), ISBLANK(INDEX($C:$C,))), \"\", 'PWS Records (System Entry)'!$D$3)","v":"City of Alexandria Water System"},"3700 JACKSON ST","ALEXANDRIA","LA",71303,10719948,31.284331600000002,-92.476482700000005,null,"Unknown","Not Applicable","Don't Know",null,null,null,"Unknown","Not Applicable",null,null,"Lead Status Unknown"]
[{"$f":"IF(AND(ISBLANK(INDEX($G:$G,)), ISBLANK(INDEX($C:$C,))), \"\", 'PWS Records (System Entry)'!$D$4)","v":"LA1079001"},{"$f":"IF(AND(ISBLANK(INDEX($G:$G,)), ISBLANK(INDEX($C:$C,))), \"\", 'PWS Records (System Entry)'!$D$3)","v":"City of Alexandria Water System"},"3700 MASONIC DR","ALEXANDRIA","LA",71303,10719967,31.277098299999999,-92.465493899999998,null,"Unknown","Not Applicable","Don't Know",null,null,null,"Unknown","Not Applicable",null,null,"Lead Status Unknown"]
[{"$f":"IF(AND(ISBLANK(INDEX($G:$G,)), ISBLANK(INDEX($C:$C,))), \"\", 'PWS Records (System Entry)'!$D$4)","v":"LA1079001"},{"$f":"IF(AND(ISBLANK(INDEX($G:$G,)), ISBLANK(INDEX($C:$C,))), \"\", 'PWS Records (System Entry)'!$D$3)","v":"City of Alexandria Water System"},"4210 WHITEFIELD BLVD","ALEXANDRIA","LA",71303,10720003,31.28464,-92.485280000000003,null,"Unknown","Not Applicable","Don't Know",null,null,null,"Unknown","Not Applicable",null,null,"Lead Status Unknown"]
[{"$f":"IF(AND(ISBLANK(INDEX($G:$G,)), ISBLANK(INDEX($C:$C,))), \"\", 'PWS Records (System Entry)'!$D$4)","v":"LA1079001"},{"$f":"IF(AND(ISBLANK(INDEX($G:$G,)), ISBLANK(INDEX($C:$C,))), \"\", 'PWS Records (System Entry)'!$D$3)","v":"City of Alexandria Water System"},"4211 ADEL ST","ALEXANDRIA","LA",71303,10720010,31.258446299999999,-92.446701000000004,null,"Unknown","Not Applicable","Don't Know",null,null,null,"Unknown","Not Applicable",null,null,"Lead Status Unknown"]
[{"$f":"IF(AND(ISBLANK(INDEX($G:$G,)), ISBLANK(INDEX($C:$C,))), \"\", 'PWS Records (System Entry)'!$D$4)","v":"LA1079001"},{"$f":"IF(AND(ISBLANK(INDEX($G:$G,)), ISBLANK(INDEX($C:$C,))), \"\", 'PWS Records (System Entry)'!$D$3)","v":"City of Alexandria Water System"},"914 STRACENER ST","ALEXANDRIA","LA",71303,10720032,31.3192284,-92.465053999999995,null,"Unknown","Not Applicable","Don't Know",null,null,null,"Unknown","Not Applicable",null,null,"Lead Status Unknown"]
[{"$f":"IF(AND(ISBLANK(INDEX($G:$G,)), ISBLANK(INDEX($C:$C,))), \"\", 'PWS Records (System Entry)'!$D$4)","v":"LA1079001"},{"$f":"IF(AND(ISBLANK(INDEX($G:$G,)), ISBLANK(INDEX($C:$C,))), \"\", 'PWS Records (System Entry)'!$D$3)","v":"City of Alexandria Water System"},"4212 COLISEUM BLVD","ALEXANDRIA","LA",71303,10720065,31.297205600000002,-92.490438699999999,null,"Unknown","Not Applicable","Don't Know",null,null,null,"Unknown","Not Applicable",null,null,"Lead Status Unknown"]
[{"$f":"IF(AND(ISBLANK(INDEX($G:$G,)), ISBLANK(INDEX($C:$C,))), \"\", 'PWS Records (System Entry)'!$D$4)","v":"LA1079001"},{"$f":"IF(AND(ISBLANK(INDEX($G:$G,)), ISBLANK(INDEX($C:$C,))), \"\", 'PWS Records (System Entry)'!$D$3)","v":"City of Alexandria Water System"},"181 ST ANDREWS DR","ALEXANDRIA","LA",71303,10720091,31.299806,-92.544141999999994,null,"Non-Lead - Other","Installation Record (for example, tap card)","Don't Know",null,null,null,"Non-Lead - Other","Installation Record (for example, tap card)",null,null,"Non-Lead"]
[{"$f":"IF(AND(ISBLANK(INDEX($G:$G,)), ISBLANK(INDEX($C:$C,))), \"\", 'PWS Records (System Entry)'!$D$4)","v":"LA1079001"},{"$f":"IF(AND(ISBLANK(INDEX($G:$G,)), ISBLANK(INDEX($C:$C,))), \"\", 'PWS Records (System Entry)'!$D$3)","v":"City of Alexandria Water System"},"1810 DONEGAL DR","ALEXANDRIA","LA",71303,10720113,31.3365422,-92.509386000000006,null,"Unknown","Not Applicable","Don't Know",null,null,null,"Unknown","Not Applicable",null,null,"Lead Status Unknown"]
[{"$f":"IF(AND(ISBLANK(INDEX($G:$G,)), ISBLANK(INDEX($C:$C,))), \"\", 'PWS Records (System Entry)'!$D$4)","v":"LA1079001"},{"$f":"IF(AND(ISBLANK(INDEX($G:$G,)), ISBLANK(INDEX($C:$C,))), \"\", 'PWS Records (System Entry)'!$D$3)","v":"City of Alexandria Water System"},"1810 KILKENNY ST","ALEXANDRIA","LA",71303,10720150,31.337880999999999,-92.5120632,null,"Unknown","Not Applicable","Don't Know",null,null,null,"Unknown","Not Applicable",null,null,"Lead Status Unknown"]
[{"$f":"IF(AND(ISBLANK(INDEX($G:$G,)), ISBLANK(INDEX($C:$C,))), \"\", 'PWS Records (System Entry)'!$D$4)","v":"LA1079001"},{"$f":"IF(AND(ISBLANK(INDEX($G:$G,)), ISBLANK(INDEX($C:$C,))), \"\", 'PWS Records (System Entry)'!$D$3)","v":"City of Alexandria Water System"},"506 HEYMAN LN","ALEXANDRIA","LA",71303,10720156,31.292138699999999,-92.484623999999997,null,"Unknown","Not Applicable","Don't Know",null,null,null,"Unknown","Not Applicable",null,null,"Lead Status Unknown"]
[{"$f":"IF(AND(ISBLANK(INDEX($G:$G,)), ISBLANK(INDEX($C:$C,))), \"\", 'PWS Records (System Entry)'!$D$4)","v":"LA1079001"},{"$f":"IF(AND(ISBLANK(INDEX($G:$G,)), ISBLANK(INDEX($C:$C,))), \"\", 'PWS Records (System Entry)'!$D$3)","v":"City of Alexandria Water System"},"3706 INDUSTRIAL ST","ALEXANDRIA","LA",71302,10720188,31.274114900000001,-92.446243999999993,null,"Unknown","Not Applicable","Don't Know",null,null,null,"Unknown","Not Applicable",null,null,"Lead Status Unknown"]
[{"$f":"IF(AND(ISBLANK(INDEX($G:$G,)), ISBLANK(INDEX($C:$C,))), \"\", 'PWS Records (System Entry)'!$D$4)","v":"LA1079001"},{"$f":"IF(AND(ISBLANK(INDEX($G:$G,)), ISBLANK(INDEX($C:$C,))), \"\", 'PWS Records (System Entry)'!$D$3)","v":"City of Alexandria Water System"},"1810 TULLAMORE ST","ALEXANDRIA","LA",71303,10720205,31.3386508,-92.514078499999997,null,"Unknown","Not Applicable","Don't Know",null,null,null,"Unknown","Not Applicable",null,null,"Lead Status Unknown"]
[{"$f":"IF(AND(ISBLANK(INDEX($G:$G,)), ISBLANK(INDEX($C:$C,))), \"\", 'PWS Records (System Entry)'!$D$4)","v":"LA1079001"},{"$f":"IF(AND(ISBLANK(INDEX($G:$G,)), ISBLANK(INDEX($C:$C,))), \"\", 'PWS Records (System Entry)'!$D$3)","v":"City of Alexandria Water System"},"9168 WORTHINGTON CT","ALEXANDRIA","LA",71303,10720222,31.280212800000001,-92.487052800000001,null,"Non-Lead - Plastic","Installation Date after Lead Ban","Don't Know",null,null,null,"Non-Lead - Plastic","Installation Date after Lead Ban",null,null,"Non-Lead"]
[{"$f":"IF(AND(ISBLANK(INDEX($G:$G,)), ISBLANK(INDEX($C:$C,))), \"\", 'PWS Records (System Entry)'!$D$4)","v":"LA1079001"},{"$f":"IF(AND(ISBLANK(INDEX($G:$G,)), ISBLANK(INDEX($C:$C,))), \"\", 'PWS Records (System Entry)'!$D$3)","v":"City of Alexandria Water System"},"507 DASPIT ST","ALEXANDRIA","LA",71303,10720256,31.288655299999999,-92.417306300000007,null,"Unknown","Not Applicable","Don't Know",null,null,null,"Unknown","Not Applicable",null,null,"Lead Status Unknown"]
[{"$f":"IF(AND(ISBLANK(INDEX($G:$G,)), ISBLANK(INDEX($C:$C,))), \"\", 'PWS Records (System Entry)'!$D$4)","v":"LA1079001"},{"$f":"IF(AND(ISBLANK(INDEX($G:$G,)), ISBLANK(INDEX($C:$C,))), \"\", 'PWS Records (System Entry)'!$D$3)","v":"City of Alexandria Water System"},"4219 3RD ST","ALEXANDRIA","LA",71303,10720281,31.291073099999998,-92.415492499999999,null,"Unknown","Not Applicable","Don't Know",null,null,null,"Unknown","Not Applicable",null,null,"Lead Status Unknown"]
[{"$f":"IF(AND(ISBLANK(INDEX($G:$G,)), ISBLANK(INDEX($C:$C,))), \"\", 'PWS Records (System Entry)'!$D$4)","v":"LA1079001"},{"$f":"IF(AND(ISBLANK(INDEX($G:$G,)), ISBLANK(INDEX($C:$C,))), \"\", 'PWS Records (System Entry)'!$D$3)","v":"City of Alexandria Water System"},"1601 METRO DR","ALEXANDRIA","LA",71303,10720308,31.2754327,-92.4747694,null,"Unknown","Not Applicable","Don't Know",null,null,null,"Unknown","Not Applicable",null,null,"Lead Status Unknown"]
[{"$f":"IF(AND(ISBLANK(INDEX($G:$G,)), ISBLANK(INDEX($C:$C,))), \"\", 'PWS Records (System Entry)'!$D$4)","v":"LA1079001"},{"$f":"IF(AND(ISBLANK(INDEX($G:$G,)), ISBLANK(INDEX($C:$C,))), \"\", 'PWS Records (System Entry)'!$D$3)","v":"City of Alexandria Water System"},"1811 MAGNOLIA ST","ALEXANDRIA","LA",71303,10720338,31.271685999999999,-92.475425999999999,null,"Unknown","Not Applicable","Don't Know",null,null,null,"Unknown","Not Applicable",null,null,"Lead Status Unknown"]
[{"$f":"IF(AND(ISBLANK(INDEX($G:$G,)), ISBLANK(INDEX($C:$C,))), \"\", 'PWS Records (System Entry)'!$D$4)","v":"LA1079001"},{"$f":"IF(AND(ISBLANK(INDEX($G:$G,)), ISBLANK(INDEX($C:$C,))), \"\", 'PWS Records (System Entry)'!$D$3)","v":"City of Alexandria Water System"},"2003 THORNTON CT","ALEXANDRIA","LA",71303,10720347,31.296923400000001,-92.455311600000002,null,"Unknown","Not Applicable","Don't Know",null,null,null,"Unknown","Not Applicable",null,null,"Lead Status Unknown"]
[{"$f":"IF(AND(ISBLANK(INDEX($G:$G,)), ISBLANK(INDEX($C:$C,))), \"\", 'PWS Records (System Entry)'!$D$4)","v":"LA1079001"},{"$f":"IF(AND(ISBLANK(INDEX($G:$G,)), ISBLANK(INDEX($C:$C,))), \"\", 'PWS Records (System Entry)'!$D$3)","v":"City of Alexandria Water System"},"3709 FELKER ST UNIT B","ALEXANDRIA","LA",71302,10720380,31.268797500000002,-92.445468000000005,null,"Unknown","Not Applicable","Don't Know",null,null,null,"Unknown","Not Applicable",null,null,"Lead Status Unknown"]
[{"$f":"IF(AND(ISBLANK(INDEX($G:$G,)), ISBLANK(INDEX($C:$C,))), \"\", 'PWS Records (System Entry)'!$D$4)","v":"LA1079001"},{"$f":"IF(AND(ISBLANK(INDEX($G:$G,)), ISBLANK(INDEX($C:$C,))), \"\", 'PWS Records (System Entry)'!$D$3)","v":"City of Alexandria Water System"},"1604 METRO DR","ALEXANDRIA","LA",71301,10720401,31.275359099999999,-92.474847699999998,null,"Unknown","Not Applicable","Don't Know",null,null,null,"Unknown","Not Applicable",null,null,"Lead Status Unknown"]
[{"$f":"IF(AND(ISBLANK(INDEX($G:$G,)), ISBLANK(INDEX($C:$C,))), \"\", 'PWS Records (System Entry)'!$D$4)","v":"LA1079001"},{"$f":"IF(AND(ISBLANK(INDEX($G:$G,)), ISBLANK(INDEX($C:$C,))), \"\", 'PWS Records (System Entry)'!$D$3)","v":"City of Alexandria Water System"},"3709 PRESCOTT RD","ALEXANDRIA","LA",71303,10720413,31.278150400000001,-92.468033700000007,null,"Unknown","Not Applicable","Don't Know",null,null,null,"Unknown","Not Applicable",null,null,"Lead Status Unknown"]
[{"$f":"IF(AND(ISBLANK(INDEX($G:$G,)), ISBLANK(INDEX($C:$C,))), \"\", 'PWS Records (System Entry)'!$D$4)","v":"LA1079001"},{"$f":"IF(AND(ISBLANK(INDEX($G:$G,)), ISBLANK(INDEX($C:$C,))), \"\", 'PWS Records (System Entry)'!$D$3)","v":"City of Alexandria Water System"},"423 EVANGELINE","ALEXANDRIA","LA",71302,10720446,31.287766000000001,-92.415096000000005,null,"Unknown","Not Applicable","Don't Know",null,null,null,"Unknown","Not Applicable",null,null,"Lead Status Unknown"]
[{"$f":"IF(AND(ISBLANK(INDEX($G:$G,)), ISBLANK(INDEX($C:$C,))), \"\", 'PWS Records (System Entry)'!$D$4)","v":"LA1079001"},{"$f":"IF(AND(ISBLANK(INDEX($G:$G,)), ISBLANK(INDEX($C:$C,))), \"\", 'PWS Records (System Entry)'!$D$3)","v":"City of Alexandria Water System"},"1605 W TEXAS AVE","ALEXANDRIA","LA",71303,10720470,31.286836000000001,-92.467805999999996,null,"Unknown","Not Applicable","Don't Know",null,null,null,"Unknown","Not Applicable",null,null,"Lead Status Unknown"]
[{"$f":"IF(AND(ISBLANK(INDEX($G:$G,)), ISBLANK(INDEX($C:$C,))), \"\", 'PWS Records (System Entry)'!$D$4)","v":"LA1079001"},{"$f":"IF(AND(ISBLANK(INDEX($G:$G,)), ISBLANK(INDEX($C:$C,))), \"\", 'PWS Records (System Entry)'!$D$3)","v":"City of Alexandria Water System"},"1607 KARLA ST","ALEXANDRIA","LA",71303,10720504,31.341769899999999,-92.514570000000006,null,"Unknown","Not Applicable","Don't Know",null,null,null,"Unknown","Not Applicable",null,null,"Lead Status Unknown"]
[{"$f":"IF(AND(ISBLANK(INDEX($G:$G,)), ISBLANK(INDEX($C:$C,))), \"\", 'PWS Records (System Entry)'!$D$4)","v":"LA1079001"},{"$f":"IF(AND(ISBLANK(INDEX($G:$G,)), ISBLANK(INDEX($C:$C,))), \"\", 'PWS Records (System Entry)'!$D$3)","v":"City of Alexandria Water System"},"4235 LINCOLN","ALEXANDRIA","LA",71301,10720526,31.269718099999999,-92.434955400000007,null,"Unknown","Not Applicable","Don't Know",null,null,null,"Unknown","Not Applicable",null,null,"Lead Status Unknown"]
[{"$f":"IF(AND(ISBLANK(INDEX($G:$G,)), ISBLANK(INDEX($C:$C,))), \"\", 'PWS Records (System Entry)'!$D$4)","v":"LA1079001"},{"$f":"IF(AND(ISBLANK(INDEX($G:$G,)), ISBLANK(INDEX($C:$C,))), \"\", 'PWS Records (System Entry)'!$D$3)","v":"City of Alexandria Water System"},"1607 SHANNON RD","ALEXANDRIA","LA",71303,10720537,31.268785300000001,-92.480744700000002,null,"Unknown","Not Applicable","Don't Know",null,null,null,"Unknown","Not Applicable",null,null,"Lead Status Unknown"]
[{"$f":"IF(AND(ISBLANK(INDEX($G:$G,)), ISBLANK(INDEX($C:$C,))), \"\", 'PWS Records (System Entry)'!$D$4)","v":"LA1079001"},{"$f":"IF(AND(ISBLANK(INDEX($G:$G,)), ISBLANK(INDEX($C:$C,))), \"\", 'PWS Records (System Entry)'!$D$3)","v":"City of Alexandria Water System"},"1608 FULTON DR","ALEXANDRIA","LA",71303,10720570,31.2850723,-92.471907400000006,null,"Unknown","Not Applicable","Don't Know",null,null,null,"Unknown","Not Applicable",null,null,"Lead Status Unknown"]
[{"$f":"IF(AND(ISBLANK(INDEX($G:$G,)), ISBLANK(INDEX($C:$C,))), \"\", 'PWS Records (System Entry)'!$D$4)","v":"LA1079001"},{"$f":"IF(AND(ISBLANK(INDEX($G:$G,)), ISBLANK(INDEX($C:$C,))), \"\", 'PWS Records (System Entry)'!$D$3)","v":"City of Alexandria Water System"},"925 JOHNSTON ST","ALEXANDRIA","LA",71303,10720596,31.307348600000001,-92.448004699999998,null,"Unknown","Not Applicable","Don't Know",null,null,null,"Unknown","Not Applicable",null,null,"Lead Status Unknown"]
[{"$f":"IF(AND(ISBLANK(INDEX($G:$G,)), ISBLANK(INDEX($C:$C,))), \"\", 'PWS Records (System Entry)'!$D$4)","v":"LA1079001"},{"$f":"IF(AND(ISBLANK(INDEX($G:$G,)), ISBLANK(INDEX($C:$C,))), \"\", 'PWS Records (System Entry)'!$D$3)","v":"City of Alexandria Water System"},"3712 COLISEUM BLVD","ALEXANDRIA","LA",71303,10720602,31.299019999999999,-92.484226100000001,null,"Unknown","Not Applicable","Don't Know",null,null,null,"Unknown","Not Applicable",null,null,"Lead Status Unknown"]
[{"$f":"IF(AND(ISBLANK(INDEX($G:$G,)), ISBLANK(INDEX($C:$C,))), \"\", 'PWS Records (System Entry)'!$D$4)","v":"LA1079001"},{"$f":"IF(AND(ISBLANK(INDEX($G:$G,)), ISBLANK(INDEX($C:$C,))), \"\", 'PWS Records (System Entry)'!$D$3)","v":"City of Alexandria Water System"},"3712 RUTH CIR","ALEXANDRIA","LA",71303,10720627,31.251964300000001,-92.456732799999997,null,"Unknown","Not Applicable","Don't Know",null,null,null,"Unknown","Not Applicable",null,null,"Lead Status Unknown"]
[{"$f":"IF(AND(ISBLANK(INDEX($G:$G,)), ISBLANK(INDEX($C:$C,))), \"\", 'PWS Records (System Entry)'!$D$4)","v":"LA1079001"},{"$f":"IF(AND(ISBLANK(INDEX($G:$G,)), ISBLANK(INDEX($C:$C,))), \"\", 'PWS Records (System Entry)'!$D$3)","v":"City of Alexandria Water System"},"424 HUDSON BLVD","ALEXANDRIA","LA",71301,10720660,31.281955799999999,-92.409583600000005,null,"Non-Lead - Other","Installation Record (for example, tap card)","Don't Know",null,null,null,"Non-Lead - Other","Installation Record (for example, tap card)",null,null,"Non-Lead"]
[{"$f":"IF(AND(ISBLANK(INDEX($G:$G,)), ISBLANK(INDEX($C:$C,))), \"\", 'PWS Records (System Entry)'!$D$4)","v":"LA1079001"},{"$f":"IF(AND(ISBLANK(INDEX($G:$G,)), ISBLANK(INDEX($C:$C,))), \"\", 'PWS Records (System Entry)'!$D$3)","v":"City of Alexandria Water System"},"424 JOHN THOMAS ST","ALEXANDRIA","LA",71303,10720674,31.2978281,-92.430760699999993,null,"Unknown","Not Applicable","Don't Know",null,null,null,"Unknown","Not Applicable",null,null,"Lead Status Unknown"]
[{"$f":"IF(AND(ISBLANK(INDEX($G:$G,)), ISBLANK(INDEX($C:$C,))), \"\", 'PWS Records (System Entry)'!$D$4)","v":"LA1079001"},{"$f":"IF(AND(ISBLANK(INDEX($G:$G,)), ISBLANK(INDEX($C:$C,))), \"\", 'PWS Records (System Entry)'!$D$3)","v":"City of Alexandria Water System"},"508 SWEETBRIAR DR","ALEXANDRIA","LA",71303,10720717,31.294809000000001,-92.483740999999995,null,"Unknown","Not Applicable","Don't Know",null,null,null,"Unknown","Not Applicable",null,null,"Lead Status Unknown"]
[{"$f":"IF(AND(ISBLANK(INDEX($G:$G,)), ISBLANK(INDEX($C:$C,))), \"\", 'PWS Records (System Entry)'!$D$4)","v":"LA1079001"},{"$f":"IF(AND(ISBLANK(INDEX($G:$G,)), ISBLANK(INDEX($C:$C,))), \"\", 'PWS Records (System Entry)'!$D$3)","v":"City of Alexandria Water System"},"1611 AUDUBON DR","ALEXANDRIA","LA",71303,10720727,31.286498999999999,-92.468999299999993,null,"Unknown","Not Applicable","Don't Know",null,null,null,"Unknown","Not Applicable",null,null,"Lead Status Unknown"]
[{"$f":"IF(AND(ISBLANK(INDEX($G:$G,)), ISBLANK(INDEX($C:$C,))), \"\", 'PWS Records (System Entry)'!$D$4)","v":"LA1079001"},{"$f":"IF(AND(ISBLANK(INDEX($G:$G,)), ISBLANK(INDEX($C:$C,))), \"\", 'PWS Records (System Entry)'!$D$3)","v":"City of Alexandria Water System"},"2007 SALEM DR","ALEXANDRIA","LA",71303,10720760,31.281654199999998,-92.4528265,null,"Unknown","Not Applicable","Don't Know",null,null,null,"Unknown","Not Applicable",null,null,"Lead Status Unknown"]
[{"$f":"IF(AND(ISBLANK(INDEX($G:$G,)), ISBLANK(INDEX($C:$C,))), \"\", 'PWS Records (System Entry)'!$D$4)","v":"LA1079001"},{"$f":"IF(AND(ISBLANK(INDEX($G:$G,)), ISBLANK(INDEX($C:$C,))), \"\", 'PWS Records (System Entry)'!$D$3)","v":"City of Alexandria Water System"},"3716 6TH ST","ALEXANDRIA","LA",71303,10720767,31.292059200000001,-92.422912299999993,null,"Non-Lead - Plastic","Installation Record (for example, tap card)","Don't Know",null,null,null,"Unknown","Not Applicable",null,null,"Lead Status Unknown"]
[{"$f":"IF(AND(ISBLANK(INDEX($G:$G,)), ISBLANK(INDEX($C:$C,))), \"\", 'PWS Records (System Entry)'!$D$4)","v":"LA1079001"},{"$f":"IF(AND(ISBLANK(INDEX($G:$G,)), ISBLANK(INDEX($C:$C,))), \"\", 'PWS Records (System Entry)'!$D$3)","v":"City of Alexandria Water System"},"3716 MCCANN DR","ALEXANDRIA","LA",71303,10720793,31.253541500000001,-92.455918499999996,null,"Unknown","Not Applicable","Don't Know",null,null,null,"Unknown","Not Applicable",null,null,"Lead Status Unknown"]
[{"$f":"IF(AND(ISBLANK(INDEX($G:$G,)), ISBLANK(INDEX($C:$C,))), \"\", 'PWS Records (System Entry)'!$D$4)","v":"LA1079001"},{"$f":"IF(AND(ISBLANK(INDEX($G:$G,)), ISBLANK(INDEX($C:$C,))), \"\", 'PWS Records (System Entry)'!$D$3)","v":"City of Alexandria Water System"},"509 GABRIEL LN","ALEXANDRIA","LA",71303,10720818,31.286929600000001,-92.415325999999993,null,"Unknown","Not Applicable","Don't Know",null,null,null,"Unknown","Not Applicable",null,null,"Lead Status Unknown"]
[{"$f":"IF(AND(ISBLANK(INDEX($G:$G,)), ISBLANK(INDEX($C:$C,))), \"\", 'PWS Records (System Entry)'!$D$4)","v":"LA1079001"},{"$f":"IF(AND(ISBLANK(INDEX($G:$G,)), ISBLANK(INDEX($C:$C,))), \"\", 'PWS Records (System Entry)'!$D$3)","v":"City of Alexandria Water System"},"1815 SIMMONS ST","ALEXANDRIA","LA",71303,10720849,31.280341700000001,-92.470421000000002,null,"Unknown","Not Applicable","Don't Know",null,null,null,"Unknown","Not Applicable",null,null,"Lead Status Unknown"]
[{"$f":"IF(AND(ISBLANK(INDEX($G:$G,)), ISBLANK(INDEX($C:$C,))), \"\", 'PWS Records (System Entry)'!$D$4)","v":"LA1079001"},{"$f":"IF(AND(ISBLANK(INDEX($G:$G,)), ISBLANK(INDEX($C:$C,))), \"\", 'PWS Records (System Entry)'!$D$3)","v":"City of Alexandria Water System"},"1614 HARRIS ST","ALEXANDRIA","LA",71303,10720869,31.303129200000001,-92.4489698,null,"Unknown","Not Applicable","Don't Know",null,null,null,"Unknown","Not Applicable",null,null,"Lead Status Unknown"]
[{"$f":"IF(AND(ISBLANK(INDEX($G:$G,)), ISBLANK(INDEX($C:$C,))), \"\", 'PWS Records (System Entry)'!$D$4)","v":"LA1079001"},{"$f":"IF(AND(ISBLANK(INDEX($G:$G,)), ISBLANK(INDEX($C:$C,))), \"\", 'PWS Records (System Entry)'!$D$3)","v":"City of Alexandria Water System"},"3718 THOMASINA RD","ALEXANDRIA","LA",71303,10720908,31.282435400000001,-92.431097500000007,null,"Non-Lead - Plastic","Installation Record (for example, tap card)","Don't Know",null,null,null,"Unknown","Not Applicable",null,null,"Lead Status Unknown"]
[{"$f":"IF(AND(ISBLANK(INDEX($G:$G,)), ISBLANK(INDEX($C:$C,))), \"\", 'PWS Records (System Entry)'!$D$4)","v":"LA1079001"},{"$f":"IF(AND(ISBLANK(INDEX($G:$G,)), ISBLANK(INDEX($C:$C,))), \"\", 'PWS Records (System Entry)'!$D$3)","v":"City of Alexandria Water System"},"95 PECAN WOOD DR","ALEXANDRIA","LA",71303,10720917,31.310473500000001,-92.579941199999993,null,"Non-Lead - Plastic","Installation Date after Lead Ban","Don't Know",null,null,null,"Non-Lead - Plastic","Installation Date after Lead Ban",null,null,"Non-Lead"]
[{"$f":"IF(AND(ISBLANK(INDEX($G:$G,)), ISBLANK(INDEX($C:$C,))), \"\", 'PWS Records (System Entry)'!$D$4)","v":"LA1079001"},{"$f":"IF(AND(ISBLANK(INDEX($G:$G,)), ISBLANK(INDEX($C:$C,))), \"\", 'PWS Records (System Entry)'!$D$3)","v":"City of Alexandria Water System"},"1615 MCNUTT DR","ALEXANDRIA","LA",71303,10720944,31.271829400000001,-92.477966600000002,null,"Unknown","Not Applicable","Don't Know",null,null,null,"Unknown","Not Applicable",null,null,"Lead Status Unknown"]
[{"$f":"IF(AND(ISBLANK(INDEX($G:$G,)), ISBLANK(INDEX($C:$C,))), \"\", 'PWS Records (System Entry)'!$D$4)","v":"LA1079001"},{"$f":"IF(AND(ISBLANK(INDEX($G:$G,)), ISBLANK(INDEX($C:$C,))), \"\", 'PWS Records (System Entry)'!$D$3)","v":"City of Alexandria Water System"},"1615 TURNER ST","ALEXANDRIA","LA",71303,10720963,31.299503000000001,-92.4508996,null,"Unknown","Not Applicable","Don't Know",null,null,null,"Unknown","Not Applicable",null,null,"Lead Status Unknown"]
[{"$f":"IF(AND(ISBLANK(INDEX($G:$G,)), ISBLANK(INDEX($C:$C,))), \"\", 'PWS Records (System Entry)'!$D$4)","v":"LA1079001"},{"$f":"IF(AND(ISBLANK(INDEX($G:$G,)), ISBLANK(INDEX($C:$C,))), \"\", 'PWS Records (System Entry)'!$D$3)","v":"City of Alexandria Water System"},"2009 MAIN ST","ALEXANDRIA","LA",71303,10720981,31.306168199999998,-92.437254899999999,null,"Non-Lead - Other","Installation Date after Lead Ban","Don't Know",null,null,null,"Non-Lead - Other","Installation Date after Lead Ban",null,null,"Non-Lead"]
[{"$f":"IF(AND(ISBLANK(INDEX($G:$G,)), ISBLANK(INDEX($C:$C,))), \"\", 'PWS Records (System Entry)'!$D$4)","v":"LA1079001"},{"$f":"IF(AND(ISBLANK(INDEX($G:$G,)), ISBLANK(INDEX($C:$C,))), \"\", 'PWS Records (System Entry)'!$D$3)","v":"City of Alexandria Water System"},"428 HIGHPOINT CIR","ALEXANDRIA","LA",71303,10721008,31.280380999999998,-92.495022000000006,null,"Unknown","Not Applicable","Don't Know",null,null,null,"Unknown","Not Applicable",null,null,"Lead Status Unknown"]
[{"$f":"IF(AND(ISBLANK(INDEX($G:$G,)), ISBLANK(INDEX($C:$C,))), \"\", 'PWS Records (System Entry)'!$D$4)","v":"LA1079001"},{"$f":"IF(AND(ISBLANK(INDEX($G:$G,)), ISBLANK(INDEX($C:$C,))), \"\", 'PWS Records (System Entry)'!$D$3)","v":"City of Alexandria Water System"},"201 20TH ST","ALEXANDRIA","LA",71303,10721041,31.3055308,-92.462404699999993,null,"Unknown","Not Applicable","Don't Know",null,null,null,"Unknown","Not Applicable",null,null,"Lead Status Unknown"]
[{"$f":"IF(AND(ISBLANK(INDEX($G:$G,)), ISBLANK(INDEX($C:$C,))), \"\", 'PWS Records (System Entry)'!$D$4)","v":"LA1079001"},{"$f":"IF(AND(ISBLANK(INDEX($G:$G,)), ISBLANK(INDEX($C:$C,))), \"\", 'PWS Records (System Entry)'!$D$3)","v":"City of Alexandria Water System"},"1816 VAN ST","ALEXANDRIA","LA",71303,10721065,31.2835678,-92.451577099999994,null,"Unknown","Not Applicable","Don't Know",null,null,null,"Unknown","Not Applicable",null,null,"Lead Status Unknown"]
[{"$f":"IF(AND(ISBLANK(INDEX($G:$G,)), ISBLANK(INDEX($C:$C,))), \"\", 'PWS Records (System Entry)'!$D$4)","v":"LA1079001"},{"$f":"IF(AND(ISBLANK(INDEX($G:$G,)), ISBLANK(INDEX($C:$C,))), \"\", 'PWS Records (System Entry)'!$D$3)","v":"City of Alexandria Water System"},"510 HARTWOOD DR","ALEXANDRIA","LA",71303,10721097,31.291269499999999,-92.485513900000001,null,"Unknown","Not Applicable","Don't Know",null,null,null,"Unknown","Not Applicable",null,null,"Lead Status Unknown"]
[{"$f":"IF(AND(ISBLANK(INDEX($G:$G,)), ISBLANK(INDEX($C:$C,))), \"\", 'PWS Records (System Entry)'!$D$4)","v":"LA1079001"},{"$f":"IF(AND(ISBLANK(INDEX($G:$G,)), ISBLANK(INDEX($C:$C,))), \"\", 'PWS Records (System Entry)'!$D$3)","v":"City of Alexandria Water System"},"1617 BRANCH ST","ALEXANDRIA","LA",71303,10721105,31.285780299999999,-92.449724099999997,null,"Unknown","Not Applicable","Don't Know",null,null,null,"Unknown","Not Applicable",null,null,"Lead Status Unknown"]
[{"$f":"IF(AND(ISBLANK(INDEX($G:$G,)), ISBLANK(INDEX($C:$C,))), \"\", 'PWS Records (System Entry)'!$D$4)","v":"LA1079001"},{"$f":"IF(AND(ISBLANK(INDEX($G:$G,)), ISBLANK(INDEX($C:$C,))), \"\", 'PWS Records (System Entry)'!$D$3)","v":"City of Alexandria Water System"},"201 W LAUREN DR","ALEXANDRIA","LA",71303,10721132,31.259622799999999,-92.507217600000004,null,"Non-Lead - Other","Installation Record (for example, tap card)","Don't Know",null,null,null,"Non-Lead - Other","Installation Record (for example, tap card)",null,null,"Non-Lead"]
[{"$f":"IF(AND(ISBLANK(INDEX($G:$G,)), ISBLANK(INDEX($C:$C,))), \"\", 'PWS Records (System Entry)'!$D$4)","v":"LA1079001"},{"$f":"IF(AND(ISBLANK(INDEX($G:$G,)), ISBLANK(INDEX($C:$C,))), \"\", 'PWS Records (System Entry)'!$D$3)","v":"City of Alexandria Water System"},"3723 14TH ST","ALEXANDRIA","LA",71303,10721159,31.285904800000001,-92.428236799999993,null,"Unknown","Not Applicable","Don't Know",null,null,null,"Unknown","Not Applicable",null,null,"Lead Status Unknown"]
[{"$f":"IF(AND(ISBLANK(INDEX($G:$G,)), ISBLANK(INDEX($C:$C,))), \"\", 'PWS Records (System Entry)'!$D$4)","v":"LA1079001"},{"$f":"IF(AND(ISBLANK(INDEX($G:$G,)), ISBLANK(INDEX($C:$C,))), \"\", 'PWS Records (System Entry)'!$D$3)","v":"City of Alexandria Water System"},"2010 HILL ST","ALEXANDRIA","LA",71303,10721173,31.2958988,-92.455114100000003,null,"Unknown","Not Applicable","Don't Know",null,null,null,"Unknown","Not Applicable",null,null,"Lead Status Unknown"]
[{"$f":"IF(AND(ISBLANK(INDEX($G:$G,)), ISBLANK(INDEX($C:$C,))), \"\", 'PWS Records (System Entry)'!$D$4)","v":"LA1079001"},{"$f":"IF(AND(ISBLANK(INDEX($G:$G,)), ISBLANK(INDEX($C:$C,))), \"\", 'PWS Records (System Entry)'!$D$3)","v":"City of Alexandria Water System"},"2010 INNIS DR","ALEXANDRIA","LA",71303,10721198,31.329758399999999,-92.495813299999995,null,"Unknown","Not Applicable","Don't Know",null,null,null,"Unknown","Not Applicable",null,null,"Lead Status Unknown"]
[{"$f":"IF(AND(ISBLANK(INDEX($G:$G,)), ISBLANK(INDEX($C:$C,))), \"\", 'PWS Records (System Entry)'!$D$4)","v":"LA1079001"},{"$f":"IF(AND(ISBLANK(INDEX($G:$G,)), ISBLANK(INDEX($C:$C,))), \"\", 'PWS Records (System Entry)'!$D$3)","v":"City of Alexandria Water System"},"2010 PLANTATION","ALEXANDRIA","LA",71303,10721230,31.270426,-92.473715999999996,null,"Unknown","Not Applicable","Don't Know",null,null,null,"Unknown","Not Applicable",null,null,"Lead Status Unknown"]
[{"$f":"IF(AND(ISBLANK(INDEX($G:$G,)), ISBLANK(INDEX($C:$C,))), \"\", 'PWS Records (System Entry)'!$D$4)","v":"LA1079001"},{"$f":"IF(AND(ISBLANK(INDEX($G:$G,)), ISBLANK(INDEX($C:$C,))), \"\", 'PWS Records (System Entry)'!$D$3)","v":"City of Alexandria Water System"},"2011 AIRBASE RD","ALEXANDRIA","LA",71303,10721261,31.338739700000001,-92.521375500000005,null,"Unknown","Not Applicable","Don't Know",null,null,null,"Unknown","Not Applicable",null,null,"Lead Status Unknown"]
[{"$f":"IF(AND(ISBLANK(INDEX($G:$G,)), ISBLANK(INDEX($C:$C,))), \"\", 'PWS Records (System Entry)'!$D$4)","v":"LA1079001"},{"$f":"IF(AND(ISBLANK(INDEX($G:$G,)), ISBLANK(INDEX($C:$C,))), \"\", 'PWS Records (System Entry)'!$D$3)","v":"City of Alexandria Water System"},"1819 MARYE ST","ALEXANDRIA","LA",71303,10721288,31.303109800000001,-92.457973699999997,null,"Unknown","Not Applicable","Don't Know",null,null,null,"Unknown","Not Applicable",null,null,"Lead Status Unknown"]
[{"$f":"IF(AND(ISBLANK(INDEX($G:$G,)), ISBLANK(INDEX($C:$C,))), \"\", 'PWS Records (System Entry)'!$D$4)","v":"LA1079001"},{"$f":"IF(AND(ISBLANK(INDEX($G:$G,)), ISBLANK(INDEX($C:$C,))), \"\", 'PWS Records (System Entry)'!$D$3)","v":"City of Alexandria Water System"},"1620 FRANK LUKE BLVD","ALEXANDRIA","LA",71303,10721297,31.3257081,-92.533762800000005,null,"Unknown","Not Applicable","Don't Know",null,null,null,"Unknown","Not Applicable",null,null,"Lead Status Unknown"]
[{"$f":"IF(AND(ISBLANK(INDEX($G:$G,)), ISBLANK(INDEX($C:$C,))), \"\", 'PWS Records (System Entry)'!$D$4)","v":"LA1079001"},{"$f":"IF(AND(ISBLANK(INDEX($G:$G,)), ISBLANK(INDEX($C:$C,))), \"\", 'PWS Records (System Entry)'!$D$3)","v":"City of Alexandria Water System"},"1620 MURRAY ST","ALEXANDRIA","LA",71303,10721321,31.304141300000001,-92.452866900000004,null,"Unknown","Not Applicable","Don't Know",null,null,null,"Unknown","Not Applicable",null,null,"Lead Status Unknown"]
[{"$f":"IF(AND(ISBLANK(INDEX($G:$G,)), ISBLANK(INDEX($C:$C,))), \"\", 'PWS Records (System Entry)'!$D$4)","v":"LA1079001"},{"$f":"IF(AND(ISBLANK(INDEX($G:$G,)), ISBLANK(INDEX($C:$C,))), \"\", 'PWS Records (System Entry)'!$D$3)","v":"City of Alexandria Water System"},"2011 MADELINE ST","ALEXANDRIA","LA",71303,10721352,31.303093100000002,-92.461285700000005,null,"Unknown","Not Applicable","Don't Know",null,null,null,"Unknown","Not Applicable",null,null,"Lead Status Unknown"]
[{"$f":"IF(AND(ISBLANK(INDEX($G:$G,)), ISBLANK(INDEX($C:$C,))), \"\", 'PWS Records (System Entry)'!$D$4)","v":"LA1079001"},{"$f":"IF(AND(ISBLANK(INDEX($G:$G,)), ISBLANK(INDEX($C:$C,))), \"\", 'PWS Records (System Entry)'!$D$3)","v":"City of Alexandria Water System"},"1820 BEATRICE ST","ALEXANDRIA","LA",71303,10721363,31.2869928,-92.454997800000001,null,"Unknown","Not Applicable","Don't Know",null,null,null,"Unknown","Not Applicable",null,null,"Lead Status Unknown"]
[{"$f":"IF(AND(ISBLANK(INDEX($G:$G,)), ISBLANK(INDEX($C:$C,))), \"\", 'PWS Records (System Entry)'!$D$4)","v":"LA1079001"},{"$f":"IF(AND(ISBLANK(INDEX($G:$G,)), ISBLANK(INDEX($C:$C,))), \"\", 'PWS Records (System Entry)'!$D$3)","v":"City of Alexandria Water System"},"HIDDEN RIDGE","ALEXANDRIA","LA",71303,10721389,31.209162899999999,-92.500536999999994,null,"Unknown","Not Applicable","Don't Know",null,null,null,"Unknown","Not Applicable",null,null,"Lead Status Unknown"]
[{"$f":"IF(AND(ISBLANK(INDEX($G:$G,)), ISBLANK(INDEX($C:$C,))), \"\", 'PWS Records (System Entry)'!$D$4)","v":"LA1079001"},{"$f":"IF(AND(ISBLANK(INDEX($G:$G,)), ISBLANK(INDEX($C:$C,))), \"\", 'PWS Records (System Entry)'!$D$3)","v":"City of Alexandria Water System"},"4303 CORNEL DR","ALEXANDRIA","LA",71302,10721421,31.2694847,-92.433298100000002,null,"Unknown","Not Applicable","Don't Know",null,null,null,"Unknown","Not Applicable",null,null,"Lead Status Unknown"]
[{"$f":"IF(AND(ISBLANK(INDEX($G:$G,)), ISBLANK(INDEX($C:$C,))), \"\", 'PWS Records (System Entry)'!$D$4)","v":"LA1079001"},{"$f":"IF(AND(ISBLANK(INDEX($G:$G,)), ISBLANK(INDEX($C:$C,))), \"\", 'PWS Records (System Entry)'!$D$3)","v":"City of Alexandria Water System"},"3730 14TH ST","ALEXANDRIA","LA",71303,10721444,31.285595399999998,-92.427878899999996,null,"Unknown","Not Applicable","Don't Know",null,null,null,"Unknown","Not Applicable",null,null,"Lead Status Unknown"]
[{"$f":"IF(AND(ISBLANK(INDEX($G:$G,)), ISBLANK(INDEX($C:$C,))), \"\", 'PWS Records (System Entry)'!$D$4)","v":"LA1079001"},{"$f":"IF(AND(ISBLANK(INDEX($G:$G,)), ISBLANK(INDEX($C:$C,))), \"\", 'PWS Records (System Entry)'!$D$3)","v":"City of Alexandria Water System"},"5104 SARAH ST","ALEXANDRIA","LA",71303,10721478,31.3014844,-92.500693499999997,null,"Unknown","Not Applicable","Don't Know",null,null,null,"Unknown","Not Applicable",null,null,"Lead Status Unknown"]
[{"$f":"IF(AND(ISBLANK(INDEX($G:$G,)), ISBLANK(INDEX($C:$C,))), \"\", 'PWS Records (System Entry)'!$D$4)","v":"LA1079001"},{"$f":"IF(AND(ISBLANK(INDEX($G:$G,)), ISBLANK(INDEX($C:$C,))), \"\", 'PWS Records (System Entry)'!$D$3)","v":"City of Alexandria Water System"},"1821 3RD ST APT C","ALEXANDRIA","LA",71302,10721487,31.306669200000002,-92.439069399999994,null,"Unknown","Not Applicable","Don't Know",null,null,null,"Unknown","Not Applicable",null,null,"Lead Status Unknown"]
[{"$f":"IF(AND(ISBLANK(INDEX($G:$G,)), ISBLANK(INDEX($C:$C,))), \"\", 'PWS Records (System Entry)'!$D$4)","v":"LA1079001"},{"$f":"IF(AND(ISBLANK(INDEX($G:$G,)), ISBLANK(INDEX($C:$C,))), \"\", 'PWS Records (System Entry)'!$D$3)","v":"City of Alexandria Water System"},"5106 BENJAMIN ST","ALEXANDRIA","LA",71303,10721511,31.299836599999999,-92.499897300000001,null,"Unknown","Not Applicable","Don't Know",null,null,null,"Unknown","Not Applicable",null,null,"Lead Status Unknown"]
[{"$f":"IF(AND(ISBLANK(INDEX($G:$G,)), ISBLANK(INDEX($C:$C,))), \"\", 'PWS Records (System Entry)'!$D$4)","v":"LA1079001"},{"$f":"IF(AND(ISBLANK(INDEX($G:$G,)), ISBLANK(INDEX($C:$C,))), \"\", 'PWS Records (System Entry)'!$D$3)","v":"City of Alexandria Water System"},"1821 STANFORD ST","ALEXANDRIA","LA",71303,10721551,31.289601999999999,-92.461550299999999,null,"Unknown","Not Applicable","Don't Know",null,null,null,"Unknown","Not Applicable",null,null,"Lead Status Unknown"]
[{"$f":"IF(AND(ISBLANK(INDEX($G:$G,)), ISBLANK(INDEX($C:$C,))), \"\", 'PWS Records (System Entry)'!$D$4)","v":"LA1079001"},{"$f":"IF(AND(ISBLANK(INDEX($G:$G,)), ISBLANK(INDEX($C:$C,))), \"\", 'PWS Records (System Entry)'!$D$3)","v":"City of Alexandria Water System"},"3733 14TH ST","ALEXANDRIA","LA",71303,10721553,31.285581700000002,-92.427762099999995,null,"Unknown","Not Applicable","Don't Know",null,null,null,"Unknown","Not Applicable",null,null,"Lead Status Unknown"]
[{"$f":"IF(AND(ISBLANK(INDEX($G:$G,)), ISBLANK(INDEX($C:$C,))), \"\", 'PWS Records (System Entry)'!$D$4)","v":"LA1079001"},{"$f":"IF(AND(ISBLANK(INDEX($G:$G,)), ISBLANK(INDEX($C:$C,))), \"\", 'PWS Records (System Entry)'!$D$3)","v":"City of Alexandria Water System"},"1822 DARTMOUTH ST","ALEXANDRIA","LA",71303,10721578,31.290222799999999,-92.459668699999995,null,"Unknown","Not Applicable","Don't Know",null,null,null,"Unknown","Not Applicable",null,null,"Lead Status Unknown"]
[{"$f":"IF(AND(ISBLANK(INDEX($G:$G,)), ISBLANK(INDEX($C:$C,))), \"\", 'PWS Records (System Entry)'!$D$4)","v":"LA1079001"},{"$f":"IF(AND(ISBLANK(INDEX($G:$G,)), ISBLANK(INDEX($C:$C,))), \"\", 'PWS Records (System Entry)'!$D$3)","v":"City of Alexandria Water System"},"5107 BLUEBIRD LN","ALEXANDRIA","LA",71303,10721610,31.277961900000001,-92.494953100000004,null,"Unknown","Not Applicable","Don't Know",null,null,null,"Unknown","Not Applicable",null,null,"Lead Status Unknown"]
[{"$f":"IF(AND(ISBLANK(INDEX($G:$G,)), ISBLANK(INDEX($C:$C,))), \"\", 'PWS Records (System Entry)'!$D$4)","v":"LA1079001"},{"$f":"IF(AND(ISBLANK(INDEX($G:$G,)), ISBLANK(INDEX($C:$C,))), \"\", 'PWS Records (System Entry)'!$D$3)","v":"City of Alexandria Water System"},"1625 W TEXAS AVE UNIT K","ALEXANDRIA","LA",71303,10721636,31.286591600000001,-92.467748900000004,null,"Unknown","Not Applicable","Don't Know",null,null,null,"Unknown","Not Applicable",null,null,"Lead Status Unknown"]
[{"$f":"IF(AND(ISBLANK(INDEX($G:$G,)), ISBLANK(INDEX($C:$C,))), \"\", 'PWS Records (System Entry)'!$D$4)","v":"LA1079001"},{"$f":"IF(AND(ISBLANK(INDEX($G:$G,)), ISBLANK(INDEX($C:$C,))), \"\", 'PWS Records (System Entry)'!$D$3)","v":"City of Alexandria Water System"},"2012 TURNER ST","ALEXANDRIA","LA",71303,10721668,31.298247199999999,-92.455173200000004,null,"Unknown","Not Applicable","Don't Know",null,null,null,"Unknown","Not Applicable",null,null,"Lead Status Unknown"]
[{"$f":"IF(AND(ISBLANK(INDEX($G:$G,)), ISBLANK(INDEX($C:$C,))), \"\", 'PWS Records (System Entry)'!$D$4)","v":"LA1079001"},{"$f":"IF(AND(ISBLANK(INDEX($G:$G,)), ISBLANK(INDEX($C:$C,))), \"\", 'PWS Records (System Entry)'!$D$3)","v":"City of Alexandria Water System"},"2012 WEDGEWOOD AVE","ALEXANDRIA","LA",71303,10721676,31.282394400000001,-92.453391300000007,null,"Unknown","Not Applicable","Don't Know",null,null,null,"Unknown","Not Applicable",null,null,"Lead Status Unknown"]
[{"$f":"IF(AND(ISBLANK(INDEX($G:$G,)), ISBLANK(INDEX($C:$C,))), \"\", 'PWS Records (System Entry)'!$D$4)","v":"LA1079001"},{"$f":"IF(AND(ISBLANK(INDEX($G:$G,)), ISBLANK(INDEX($C:$C,))), \"\", 'PWS Records (System Entry)'!$D$3)","v":"City of Alexandria Water System"},"MASONIC DR","ALEXANDRIA","LA",71303,10721733,31.277405000000002,-92.464748999999998,null,"Unknown","Not Applicable","Don't Know",null,null,null,"Unknown","Not Applicable",null,null,"Lead Status Unknown"]
[{"$f":"IF(AND(ISBLANK(INDEX($G:$G,)), ISBLANK(INDEX($C:$C,))), \"\", 'PWS Records (System Entry)'!$D$4)","v":"LA1079001"},{"$f":"IF(AND(ISBLANK(INDEX($G:$G,)), ISBLANK(INDEX($C:$C,))), \"\", 'PWS Records (System Entry)'!$D$3)","v":"City of Alexandria Water System"},"4309 WENDOVER BLVD","ALEXANDRIA","LA",71303,10721717,31.281668799999998,-92.484273900000005,null,"Unknown","Not Applicable","Don't Know",null,null,null,"Unknown","Not Applicable",null,null,"Lead Status Unknown"]
[{"$f":"IF(AND(ISBLANK(INDEX($G:$G,)), ISBLANK(INDEX($C:$C,))), \"\", 'PWS Records (System Entry)'!$D$4)","v":"LA1079001"},{"$f":"IF(AND(ISBLANK(INDEX($G:$G,)), ISBLANK(INDEX($C:$C,))), \"\", 'PWS Records (System Entry)'!$D$3)","v":"City of Alexandria Water System"},"2014 GUS KAPLAN DR","ALEXANDRIA","LA",71301,10721741,31.2746207,-92.471046000000001,null,"Non-Lead - Plastic","Installation Record (for example, tap card)","Don't Know",null,null,null,"Unknown","Not Applicable",null,null,"Lead Status Unknown"]
[{"$f":"IF(AND(ISBLANK(INDEX($G:$G,)), ISBLANK(INDEX($C:$C,))), \"\", 'PWS Records (System Entry)'!$D$4)","v":"LA1079001"},{"$f":"IF(AND(ISBLANK(INDEX($G:$G,)), ISBLANK(INDEX($C:$C,))), \"\", 'PWS Records (System Entry)'!$D$3)","v":"City of Alexandria Water System"},"1632 FULTON DR","ALEXANDRIA","LA",71303,10721767,31.2836125,-92.470394600000006,null,"Unknown","Not Applicable","Don't Know",null,null,null,"Unknown","Not Applicable",null,null,"Lead Status Unknown"]
[{"$f":"IF(AND(ISBLANK(INDEX($G:$G,)), ISBLANK(INDEX($C:$C,))), \"\", 'PWS Records (System Entry)'!$D$4)","v":"LA1079001"},{"$f":"IF(AND(ISBLANK(INDEX($G:$G,)), ISBLANK(INDEX($C:$C,))), \"\", 'PWS Records (System Entry)'!$D$3)","v":"City of Alexandria Water System"},"2015 ALBERT ST","ALEXANDRIA","LA",71303,10721801,31.300477999999998,-92.457508200000007,null,"Unknown","Not Applicable","Don't Know",null,null,null,"Unknown","Not Applicable",null,null,"Lead Status Unknown"]
[{"$f":"IF(AND(ISBLANK(INDEX($G:$G,)), ISBLANK(INDEX($C:$C,))), \"\", 'PWS Records (System Entry)'!$D$4)","v":"LA1079001"},{"$f":"IF(AND(ISBLANK(INDEX($G:$G,)), ISBLANK(INDEX($C:$C,))), \"\", 'PWS Records (System Entry)'!$D$3)","v":"City of Alexandria Water System"},"1825 BUSH AVE","ALEXANDRIA","LA",71303,10721834,31.289953300000001,-92.4605897,null,"Unknown","Not Applicable","Don't Know",null,null,null,"Unknown","Not Applicable",null,null,"Lead Status Unknown"]
[{"$f":"IF(AND(ISBLANK(INDEX($G:$G,)), ISBLANK(INDEX($C:$C,))), \"\", 'PWS Records (System Entry)'!$D$4)","v":"LA1079001"},{"$f":"IF(AND(ISBLANK(INDEX($G:$G,)), ISBLANK(INDEX($C:$C,))), \"\", 'PWS Records (System Entry)'!$D$3)","v":"City of Alexandria Water System"},"MASONIC DR","ALEXANDRIA","LA",71303,10721858,31.277405000000002,-92.464748999999998,null,"Unknown","Not Applicable","Don't Know",null,null,null,"Unknown","Not Applicable",null,null,"Lead Status Unknown"]
[{"$f":"IF(AND(ISBLANK(INDEX($G:$G,)), ISBLANK(INDEX($C:$C,))), \"\", 'PWS Records (System Entry)'!$D$4)","v":"LA1079001"},{"$f":"IF(AND(ISBLANK(INDEX($G:$G,)), ISBLANK(INDEX($C:$C,))), \"\", 'PWS Records (System Entry)'!$D$3)","v":"City of Alexandria Water System"},"ENTRANCE VICTORIA","ALEXANDRIA","LA",71303,10721866,31.305754799999999,-92.498092900000003,null,"Unknown","Not Applicable","Don't Know",null,null,null,"Unknown","Not Applicable",null,null,"Lead Status Unknown"]
[{"$f":"IF(AND(ISBLANK(INDEX($G:$G,)), ISBLANK(INDEX($C:$C,))), \"\", 'PWS Records (System Entry)'!$D$4)","v":"LA1079001"},{"$f":"IF(AND(ISBLANK(INDEX($G:$G,)), ISBLANK(INDEX($C:$C,))), \"\", 'PWS Records (System Entry)'!$D$3)","v":"City of Alexandria Water System"},"511 HUMMINGBIRD LN","ALEXANDRIA","LA",71303,10721891,31.278115,-92.494040900000002,null,"Unknown","Not Applicable","Don't Know",null,null,null,"Unknown","Not Applicable",null,null,"Lead Status Unknown"]
[{"$f":"IF(AND(ISBLANK(INDEX($G:$G,)), ISBLANK(INDEX($C:$C,))), \"\", 'PWS Records (System Entry)'!$D$4)","v":"LA1079001"},{"$f":"IF(AND(ISBLANK(INDEX($G:$G,)), ISBLANK(INDEX($C:$C,))), \"\", 'PWS Records (System Entry)'!$D$3)","v":"City of Alexandria Water System"},"4313 WAKEFIELD DR","ALEXANDRIA","LA",71301,10721917,31.286936000000001,-92.487126000000004,null,"Non-Lead - Other","Installation Record (for example, tap card)","Don't Know",null,null,null,"Non-Lead - Other","Installation Record (for example, tap card)",null,null,"Non-Lead"]
[{"$f":"IF(AND(ISBLANK(INDEX($G:$G,)), ISBLANK(INDEX($C:$C,))), \"\", 'PWS Records (System Entry)'!$D$4)","v":"LA1079001"},{"$f":"IF(AND(ISBLANK(INDEX($G:$G,)), ISBLANK(INDEX($C:$C,))), \"\", 'PWS Records (System Entry)'!$D$3)","v":"City of Alexandria Water System"},"2015 SHANNON RD","ALEXANDRIA","LA",71303,10721950,31.269189900000001,-92.474715399999994,null,"Unknown","Not Applicable","Don't Know",null,null,null,"Unknown","Not Applicable",null,null,"Lead Status Unknown"]
[{"$f":"IF(AND(ISBLANK(INDEX($G:$G,)), ISBLANK(INDEX($C:$C,))), \"\", 'PWS Records (System Entry)'!$D$4)","v":"LA1079001"},{"$f":"IF(AND(ISBLANK(INDEX($G:$G,)), ISBLANK(INDEX($C:$C,))), \"\", 'PWS Records (System Entry)'!$D$3)","v":"City of Alexandria Water System"},"1663 AUDUBON DR","ALEXANDRIA","LA",71303,10721958,31.286289700000001,-92.467711300000005,null,"Unknown","Not Applicable","Don't Know",null,null,null,"Unknown","Not Applicable",null,null,"Lead Status Unknown"]
[{"$f":"IF(AND(ISBLANK(INDEX($G:$G,)), ISBLANK(INDEX($C:$C,))), \"\", 'PWS Records (System Entry)'!$D$4)","v":"LA1079001"},{"$f":"IF(AND(ISBLANK(INDEX($G:$G,)), ISBLANK(INDEX($C:$C,))), \"\", 'PWS Records (System Entry)'!$D$3)","v":"City of Alexandria Water System"},"1827 KELLY ST UNIT B","ALEXANDRIA","LA",71303,10721991,31.308901599999999,-92.462342300000003,null,"Unknown","Not Applicable","Don't Know",null,null,null,"Unknown","Not Applicable",null,null,"Lead Status Unknown"]
[{"$f":"IF(AND(ISBLANK(INDEX($G:$G,)), ISBLANK(INDEX($C:$C,))), \"\", 'PWS Records (System Entry)'!$D$4)","v":"LA1079001"},{"$f":"IF(AND(ISBLANK(INDEX($G:$G,)), ISBLANK(INDEX($C:$C,))), \"\", 'PWS Records (System Entry)'!$D$3)","v":"City of Alexandria Water System"},"4316 CARLYLE LOOP","ALEXANDRIA","LA",71302,10722006,31.247537699999999,-92.430025099999995,null,"Non-Lead - Plastic","Installation Date after Lead Ban","Don't Know",null,null,null,"Non-Lead - Plastic","Installation Date after Lead Ban",null,null,"Non-Lead"]
[{"$f":"IF(AND(ISBLANK(INDEX($G:$G,)), ISBLANK(INDEX($C:$C,))), \"\", 'PWS Records (System Entry)'!$D$4)","v":"LA1079001"},{"$f":"IF(AND(ISBLANK(INDEX($G:$G,)), ISBLANK(INDEX($C:$C,))), \"\", 'PWS Records (System Entry)'!$D$3)","v":"City of Alexandria Water System"},"BOYCE HWY","ALEXANDRIA","LA",71303,10722048,31.277925,-92.466570000000004,null,"Unknown","Not Applicable","Don't Know",null,null,null,"Unknown","Not Applicable",null,null,"Lead Status Unknown"]
[{"$f":"IF(AND(ISBLANK(INDEX($G:$G,)), ISBLANK(INDEX($C:$C,))), \"\", 'PWS Records (System Entry)'!$D$4)","v":"LA1079001"},{"$f":"IF(AND(ISBLANK(INDEX($G:$G,)), ISBLANK(INDEX($C:$C,))), \"\", 'PWS Records (System Entry)'!$D$3)","v":"City of Alexandria Water System"},"BOYCE HWY","ALEXANDRIA","LA",71303,10722057,31.277925,-92.466570000000004,null,"Unknown","Not Applicable","Don't Know",null,null,null,"Unknown","Not Applicable",null,null,"Lead Status Unknown"]
[{"$f":"IF(AND(ISBLANK(INDEX($G:$G,)), ISBLANK(INDEX($C:$C,))), \"\", 'PWS Records (System Entry)'!$D$4)","v":"LA1079001"},{"$f":"IF(AND(ISBLANK(INDEX($G:$G,)), ISBLANK(INDEX($C:$C,))), \"\", 'PWS Records (System Entry)'!$D$3)","v":"City of Alexandria Water System"},"432 COEUR CIR","ALEXANDRIA","LA",71302,10722084,31.283055999999998,-92.410630999999995,null,"Non-Lead - Other","Installation Record (for example, tap card)","Don't Know",null,null,null,"Non-Lead - Other","Installation Record (for example, tap card)",null,null,{"$f":"IF(AND(INDEX($K:$K,)=\"\", INDEX($L:$L,)=\"\", INDEX($M:$M,)=\"\", INDEX($Q:$Q,)=\"\", INDEX($R:$R,)=\"\"), \"\", IF(OR(INDEX($K:$K,)=\"Lead\",INDEX($Q:$Q,)=\"Lead\"),\"Lead\",IF(OR(AND(OR(INDEX($M:$M,)=\"Yes\", INDEX($M:$M,)=\"Don't Know\", INDEX($M:$M,)=\"\"), INDEX($Q:$Q,)=\"Galvanized Iron/Steel\"), AND(INDEX($K:$K,)=\"Unknown\", INDEX($M:$M,)=\"No\", INDEX($Q:$Q,)=\"Galvanized Iron/Steel\")), \"Galvanized Requiring Replacement\", IF(OR(AND(OR(INDEX($K:$K,)=\"Galvanized Iron/Steel\", INDEX($K:$K,)=\"Non-Lead - Copper\", INDEX($K:$K,)=\"Non-Lead - Plastic\", INDEX($K:$K,)=\"Non-Lead - Other\", INDEX($K:$K,)=\"Non-Lead - Material Unknown\", INDEX($K:$K,)=\"No System Owned Portion\"), OR(INDEX($Q:$Q,)=\"Galvanized Iron/Steel\", INDEX($Q:$Q,)=\"Non-Lead - Copper\", INDEX($Q:$Q,)=\"Non-Lead - Plastic\", INDEX($Q:$Q,)=\"Non-Lead - Other\", INDEX($Q:$Q,)=\"Non-Lead - Predictive Model\", INDEX($Q:$Q,)=\"No Customer Owned Portion\")), AND(OR( INDEX($K:$K,)=\"Galvanized Iron/Steel\", INDEX($K:$K,)=\"Non-Lead - Copper\", INDEX($K:$K,)=\"Non-Lead - Plastic\", INDEX($K:$K,)=\"Non-Lead - Other\", INDEX($K:$K,)=\"Non-Lead - Material Unknown\", INDEX($K:$K,)=\"No System Owned Portion\"), INDEX($M:$M,)=\"No\", INDEX($Q:$Q,)=\"Non-Lead - Material Unknown\")), \"Non-Lead\", \"Lead Status Unknown\"))))","v":"Non-Lead"}]
[{"$f":"IF(AND(ISBLANK(INDEX($G:$G,)), ISBLANK(INDEX($C:$C,))), \"\", 'PWS Records (System Entry)'!$D$4)","v":"LA1079001"},{"$f":"IF(AND(ISBLANK(INDEX($G:$G,)), ISBLANK(INDEX($C:$C,))), \"\", 'PWS Records (System Entry)'!$D$3)","v":"City of Alexandria Water System"},"3802 NORMAN ST","ALEXANDRIA","LA",71303,10722108,31.252307399999999,-92.454761099999999,null,"Unknown","Not Applicable","Don't Know",null,null,null,"Unknown","Not Applicable",null,null,"Lead Status Unknown"]
[{"$f":"IF(AND(ISBLANK(INDEX($G:$G,)), ISBLANK(INDEX($C:$C,))), \"\", 'PWS Records (System Entry)'!$D$4)","v":"LA1079001"},{"$f":"IF(AND(ISBLANK(INDEX($G:$G,)), ISBLANK(INDEX($C:$C,))), \"\", 'PWS Records (System Entry)'!$D$3)","v":"City of Alexandria Water System"},"1701 METRO DR","ALEXANDRIA","LA",71301,10722138,31.275601900000002,-92.474037100000004,null,"Non-Lead - Plastic","Installation Date after Lead Ban","Don't Know",null,null,null,"Non-Lead - Plastic","Installation Date after Lead Ban",null,null,"Non-Lead"]
[{"$f":"IF(AND(ISBLANK(INDEX($G:$G,)), ISBLANK(INDEX($C:$C,))), \"\", 'PWS Records (System Entry)'!$D$4)","v":"LA1079001"},{"$f":"IF(AND(ISBLANK(INDEX($G:$G,)), ISBLANK(INDEX($C:$C,))), \"\", 'PWS Records (System Entry)'!$D$3)","v":"City of Alexandria Water System"},"5111 ORAN ST","ALEXANDRIA","LA",71303,10722149,31.258236100000001,-92.445983799999993,null,"Unknown","Not Applicable","Don't Know",null,null,null,"Unknown","Not Applicable",null,null,"Lead Status Unknown"]
[{"$f":"IF(AND(ISBLANK(INDEX($G:$G,)), ISBLANK(INDEX($C:$C,))), \"\", 'PWS Records (System Entry)'!$D$4)","v":"LA1079001"},{"$f":"IF(AND(ISBLANK(INDEX($G:$G,)), ISBLANK(INDEX($C:$C,))), \"\", 'PWS Records (System Entry)'!$D$3)","v":"City of Alexandria Water System"},"1702 BUSH AVE","ALEXANDRIA","LA",71303,10722179,31.291482999999999,-92.461352099999999,null,"Unknown","Not Applicable","Don't Know",null,null,null,"Unknown","Not Applicable",null,null,"Lead Status Unknown"]
[{"$f":"IF(AND(ISBLANK(INDEX($G:$G,)), ISBLANK(INDEX($C:$C,))), \"\", 'PWS Records (System Entry)'!$D$4)","v":"LA1079001"},{"$f":"IF(AND(ISBLANK(INDEX($G:$G,)), ISBLANK(INDEX($C:$C,))), \"\", 'PWS Records (System Entry)'!$D$3)","v":"City of Alexandria Water System"},"2018 HORSESHOE DR","ALEXANDRIA","LA",71301,10722201,31.259208000000001,-92.481407799999999,null,"Non-Lead - Other","Installation Record (for example, tap card)","Don't Know",null,null,null,"Non-Lead - Other","Installation Record (for example, tap card)",null,null,"Non-Lead"]
[{"$f":"IF(AND(ISBLANK(INDEX($G:$G,)), ISBLANK(INDEX($C:$C,))), \"\", 'PWS Records (System Entry)'!$D$4)","v":"LA1079001"},{"$f":"IF(AND(ISBLANK(INDEX($G:$G,)), ISBLANK(INDEX($C:$C,))), \"\", 'PWS Records (System Entry)'!$D$3)","v":"City of Alexandria Water System"},"5112 SARAH ST","ALEXANDRIA","LA",71303,10722238,31.300962699999999,-92.500984500000001,null,"Unknown","Not Applicable","Don't Know",null,null,null,"Unknown","Not Applicable",null,null,"Lead Status Unknown"]
[{"$f":"IF(AND(ISBLANK(INDEX($G:$G,)), ISBLANK(INDEX($C:$C,))), \"\", 'PWS Records (System Entry)'!$D$4)","v":"LA1079001"},{"$f":"IF(AND(ISBLANK(INDEX($G:$G,)), ISBLANK(INDEX($C:$C,))), \"\", 'PWS Records (System Entry)'!$D$3)","v":"City of Alexandria Water System"},"2019 ALBERT ST","ALEXANDRIA","LA",71303,10722263,31.300227,-92.457770800000006,null,"Unknown","Not Applicable","Don't Know",null,null,null,"Unknown","Not Applicable",null,null,"Lead Status Unknown"]
[{"$f":"IF(AND(ISBLANK(INDEX($G:$G,)), ISBLANK(INDEX($C:$C,))), \"\", 'PWS Records (System Entry)'!$D$4)","v":"LA1079001"},{"$f":"IF(AND(ISBLANK(INDEX($G:$G,)), ISBLANK(INDEX($C:$C,))), \"\", 'PWS Records (System Entry)'!$D$3)","v":"City of Alexandria Water System"},"1703 BEATRICE ST","ALEXANDRIA","LA",71303,10722271,31.286176000000001,-92.453905500000005,null,"Unknown","Not Applicable","Don't Know",null,null,null,"Unknown","Not Applicable",null,null,"Lead Status Unknown"]
[{"$f":"IF(AND(ISBLANK(INDEX($G:$G,)), ISBLANK(INDEX($C:$C,))), \"\", 'PWS Records (System Entry)'!$D$4)","v":"LA1079001"},{"$f":"IF(AND(ISBLANK(INDEX($G:$G,)), ISBLANK(INDEX($C:$C,))), \"\", 'PWS Records (System Entry)'!$D$3)","v":"City of Alexandria Water System"},"4101 ENGLAND DR LOT C","ALEXANDRIA","LA",71303,10722304,31.3289711,-92.496633099999997,null,"Non-Lead - Plastic","Installation Date after Lead Ban","Don't Know",null,null,null,"Non-Lead - Plastic","Installation Date after Lead Ban",null,null,"Non-Lead"]
[{"$f":"IF(AND(ISBLANK(INDEX($G:$G,)), ISBLANK(INDEX($C:$C,))), \"\", 'PWS Records (System Entry)'!$D$4)","v":"LA1079001"},{"$f":"IF(AND(ISBLANK(INDEX($G:$G,)), ISBLANK(INDEX($C:$C,))), \"\", 'PWS Records (System Entry)'!$D$3)","v":"City of Alexandria Water System"},"5115 BROADMOOR CT","ALEXANDRIA","LA",71303,10722329,31.261510900000001,-92.452519199999998,null,"Unknown","Not Applicable","Don't Know",null,null,null,"Unknown","Not Applicable",null,null,"Lead Status Unknown"]
[{"$f":"IF(AND(ISBLANK(INDEX($G:$G,)), ISBLANK(INDEX($C:$C,))), \"\", 'PWS Records (System Entry)'!$D$4)","v":"LA1079001"},{"$f":"IF(AND(ISBLANK(INDEX($G:$G,)), ISBLANK(INDEX($C:$C,))), \"\", 'PWS Records (System Entry)'!$D$3)","v":"City of Alexandria Water System"},"2019 MADELINE ST","ALEXANDRIA","LA",71303,10722338,31.302698199999998,-92.461727100000004,null,"Unknown","Not Applicable","Don't Know",null,null,null,"Unknown","Not Applicable",null,null,{"$f":"IF(AND(INDEX($K:$K,)=\"\", INDEX($L:$L,)=\"\", INDEX($M:$M,)=\"\", INDEX($Q:$Q,)=\"\", INDEX($R:$R,)=\"\"), \"\", IF(OR(INDEX($K:$K,)=\"Lead\",INDEX($Q:$Q,)=\"Lead\"),\"Lead\",IF(OR(AND(OR(INDEX($M:$M,)=\"Yes\", INDEX($M:$M,)=\"Don't Know\", INDEX($M:$M,)=\"\"), INDEX($Q:$Q,)=\"Galvanized Iron/Steel\"), AND(INDEX($K:$K,)=\"Unknown\", INDEX($M:$M,)=\"No\", INDEX($Q:$Q,)=\"Galvanized Iron/Steel\")), \"Galvanized Requiring Replacement\", IF(OR(AND(OR(INDEX($K:$K,)=\"Galvanized Iron/Steel\", INDEX($K:$K,)=\"Non-Lead - Copper\", INDEX($K:$K,)=\"Non-Lead - Plastic\", INDEX($K:$K,)=\"Non-Lead - Other\", INDEX($K:$K,)=\"Non-Lead - Material Unknown\", INDEX($K:$K,)=\"No System Owned Portion\"), OR(INDEX($Q:$Q,)=\"Galvanized Iron/Steel\", INDEX($Q:$Q,)=\"Non-Lead - Copper\", INDEX($Q:$Q,)=\"Non-Lead - Plastic\", INDEX($Q:$Q,)=\"Non-Lead - Other\", INDEX($Q:$Q,)=\"Non-Lead - Predictive Model\", INDEX($Q:$Q,)=\"No Customer Owned Portion\")), AND(OR( INDEX($K:$K,)=\"Galvanized Iron/Steel\", INDEX($K:$K,)=\"Non-Lead - Copper\", INDEX($K:$K,)=\"Non-Lead - Plastic\", INDEX($K:$K,)=\"Non-Lead - Other\", INDEX($K:$K,)=\"Non-Lead - Material Unknown\", INDEX($K:$K,)=\"No System Owned Portion\"), INDEX($M:$M,)=\"No\", INDEX($Q:$Q,)=\"Non-Lead - Material Unknown\")), \"Non-Lead\", \"Lead Status Unknown\"))))","v":"Lead Status Unknown"}]
[{"$f":"IF(AND(ISBLANK(INDEX($G:$G,)), ISBLANK(INDEX($C:$C,))), \"\", 'PWS Records (System Entry)'!$D$4)","v":"LA1079001"},{"$f":"IF(AND(ISBLANK(INDEX($G:$G,)), ISBLANK(INDEX($C:$C,))), \"\", 'PWS Records (System Entry)'!$D$3)","v":"City of Alexandria Water System"},"3805 SPENCER ST","ALEXANDRIA","LA",71303,10722370,31.2467158,-92.456677400000004,null,"Unknown","Not Applicable","Don't Know",null,null,null,"Unknown","Not Applicable",null,null,"Lead Status Unknown"]
[{"$f":"IF(AND(ISBLANK(INDEX($G:$G,)), ISBLANK(INDEX($C:$C,))), \"\", 'PWS Records (System Entry)'!$D$4)","v":"LA1079001"},{"$f":"IF(AND(ISBLANK(INDEX($G:$G,)), ISBLANK(INDEX($C:$C,))), \"\", 'PWS Records (System Entry)'!$D$3)","v":"City of Alexandria Water System"},"3806 LISA ST","ALEXANDRIA","LA",71303,10722396,31.251392500000001,-92.454341999999997,null,"Unknown","Not Applicable","Don't Know",null,null,null,"Unknown","Not Applicable",null,null,"Lead Status Unknown"]
[{"$f":"IF(AND(ISBLANK(INDEX($G:$G,)), ISBLANK(INDEX($C:$C,))), \"\", 'PWS Records (System Entry)'!$D$4)","v":"LA1079001"},{"$f":"IF(AND(ISBLANK(INDEX($G:$G,)), ISBLANK(INDEX($C:$C,))), \"\", 'PWS Records (System Entry)'!$D$3)","v":"City of Alexandria Water System"},"3806 ROSE MARIE ST","ALEXANDRIA","LA",71303,10722428,31.276388699999998,-92.434502100000003,null,"Non-Lead - Plastic","Installation Record (for example, tap card)","Don't Know",null,null,null,"Unknown","Not Applicable",null,null,"Lead Status Unknown"]
[{"$f":"IF(AND(ISBLANK(INDEX($G:$G,)), ISBLANK(INDEX($C:$C,))), \"\", 'PWS Records (System Entry)'!$D$4)","v":"LA1079001"},{"$f":"IF(AND(ISBLANK(INDEX($G:$G,)), ISBLANK(INDEX($C:$C,))), \"\", 'PWS Records (System Entry)'!$D$3)","v":"City of Alexandria Water System"},"2020 AIRBASE RD","ALEXANDRIA","LA",71303,10722453,31.3378634,-92.521584799999999,null,"Unknown","Not Applicable","Don't Know",null,null,null,"Unknown","Not Applicable",null,null,"Lead Status Unknown"]
[{"$f":"IF(AND(ISBLANK(INDEX($G:$G,)), ISBLANK(INDEX($C:$C,))), \"\", 'PWS Records (System Entry)'!$D$4)","v":"LA1079001"},{"$f":"IF(AND(ISBLANK(INDEX($G:$G,)), ISBLANK(INDEX($C:$C,))), \"\", 'PWS Records (System Entry)'!$D$3)","v":"City of Alexandria Water System"},"1843 OLIVE ST","ALEXANDRIA","LA",71303,10722462,31.304587600000001,-92.459926999999993,null,"Unknown","Not Applicable","Don't Know",null,null,null,"Unknown","Not Applicable",null,null,"Lead Status Unknown"]
[{"$f":"IF(AND(ISBLANK(INDEX($G:$G,)), ISBLANK(INDEX($C:$C,))), \"\", 'PWS Records (System Entry)'!$D$4)","v":"LA1079001"},{"$f":"IF(AND(ISBLANK(INDEX($G:$G,)), ISBLANK(INDEX($C:$C,))), \"\", 'PWS Records (System Entry)'!$D$3)","v":"City of Alexandria Water System"},"2020 HORSESHOE DR","ALEXANDRIA","LA",71301,10722500,31.259095599999998,-92.480930000000001,null,"Non-Lead - Other","Installation Record (for example, tap card)","Don't Know",null,null,null,"Non-Lead - Other","Installation Record (for example, tap card)",null,null,"Non-Lead"]
[{"$f":"IF(AND(ISBLANK(INDEX($G:$G,)), ISBLANK(INDEX($C:$C,))), \"\", 'PWS Records (System Entry)'!$D$4)","v":"LA1079001"},{"$f":"IF(AND(ISBLANK(INDEX($G:$G,)), ISBLANK(INDEX($C:$C,))), \"\", 'PWS Records (System Entry)'!$D$3)","v":"City of Alexandria Water System"},"5118 HUNTERS GROVE LN","ALEXANDRIA","LA",71303,10722517,31.277836099999998,-92.496921200000003,null,"Unknown","Not Applicable","Don't Know",null,null,null,"Unknown","Not Applicable",null,null,"Lead Status Unknown"]
[{"$f":"IF(AND(ISBLANK(INDEX($G:$G,)), ISBLANK(INDEX($C:$C,))), \"\", 'PWS Records (System Entry)'!$D$4)","v":"LA1079001"},{"$f":"IF(AND(ISBLANK(INDEX($G:$G,)), ISBLANK(INDEX($C:$C,))), \"\", 'PWS Records (System Entry)'!$D$3)","v":"City of Alexandria Water System"},"1848 LEE ST","ALEXANDRIA","LA",71303,10722528,31.299887399999999,-92.4515624,null,"Unknown","Not Applicable","Don't Know",null,null,null,"Unknown","Not Applicable",null,null,"Lead Status Unknown"]
[{"$f":"IF(AND(ISBLANK(INDEX($G:$G,)), ISBLANK(INDEX($C:$C,))), \"\", 'PWS Records (System Entry)'!$D$4)","v":"LA1079001"},{"$f":"IF(AND(ISBLANK(INDEX($G:$G,)), ISBLANK(INDEX($C:$C,))), \"\", 'PWS Records (System Entry)'!$D$3)","v":"City of Alexandria Water System"},"1850 MASON ST","ALEXANDRIA","LA",71303,10722561,31.300206299999999,-92.450349900000006,null,"Unknown","Not Applicable","Don't Know",null,null,null,"Unknown","Not Applicable",null,null,"Lead Status Unknown"]
[{"$f":"IF(AND(ISBLANK(INDEX($G:$G,)), ISBLANK(INDEX($C:$C,))), \"\", 'PWS Records (System Entry)'!$D$4)","v":"LA1079001"},{"$f":"IF(AND(ISBLANK(INDEX($G:$G,)), ISBLANK(INDEX($C:$C,))), \"\", 'PWS Records (System Entry)'!$D$3)","v":"City of Alexandria Water System"},"2021 HORSESHOE DR","ALEXANDRIA","LA",71301,10722592,31.258895500000001,-92.478346799999997,null,"Non-Lead - Other","Installation Record (for example, tap card)","Don't Know",null,null,null,"Non-Lead - Other","Installation Record (for example, tap card)",null,null,"Non-Lead"]
[{"$f":"IF(AND(ISBLANK(INDEX($G:$G,)), ISBLANK(INDEX($C:$C,))), \"\", 'PWS Records (System Entry)'!$D$4)","v":"LA1079001"},{"$f":"IF(AND(ISBLANK(INDEX($G:$G,)), ISBLANK(INDEX($C:$C,))), \"\", 'PWS Records (System Entry)'!$D$3)","v":"City of Alexandria Water System"},"3808 SILVER LEAF DR","ALEXANDRIA","LA",71302,10722617,31.279689699999999,-92.432223699999994,null,"Non-Lead - Plastic","Installation Date after Lead Ban","Don't Know",null,null,null,"Non-Lead - Plastic","Installation Date after Lead Ban",null,null,"Non-Lead"]
[{"$f":"IF(AND(ISBLANK(INDEX($G:$G,)), ISBLANK(INDEX($C:$C,))), \"\", 'PWS Records (System Entry)'!$D$4)","v":"LA1079001"},{"$f":"IF(AND(ISBLANK(INDEX($G:$G,)), ISBLANK(INDEX($C:$C,))), \"\", 'PWS Records (System Entry)'!$D$3)","v":"City of Alexandria Water System"},"1707 METRO DR STE I","ALEXANDRIA","LA",71301,10722643,31.2758401,-92.473092100000002,null,"Non-Lead - Plastic","Installation Date after Lead Ban","Don't Know",null,null,null,"Non-Lead - Plastic","Installation Date after Lead Ban",null,null,"Non-Lead"]
[{"$f":"IF(AND(ISBLANK(INDEX($G:$G,)), ISBLANK(INDEX($C:$C,))), \"\", 'PWS Records (System Entry)'!$D$4)","v":"LA1079001"},{"$f":"IF(AND(ISBLANK(INDEX($G:$G,)), ISBLANK(INDEX($C:$C,))), \"\", 'PWS Records (System Entry)'!$D$3)","v":"City of Alexandria Water System"},"1707 METRO DR STE M","ALEXANDRIA","LA",71303,10722658,31.2758401,-92.473092100000002,null,"Non-Lead - Plastic","Installation Date after Lead Ban","Don't Know",null,null,null,"Non-Lead - Plastic","Installation Date after Lead Ban",null,null,"Non-Lead"]
[{"$f":"IF(AND(ISBLANK(INDEX($G:$G,)), ISBLANK(INDEX($C:$C,))), \"\", 'PWS Records (System Entry)'!$D$4)","v":"LA1079001"},{"$f":"IF(AND(ISBLANK(INDEX($G:$G,)), ISBLANK(INDEX($C:$C,))), \"\", 'PWS Records (System Entry)'!$D$3)","v":"City of Alexandria Water System"},"4344 STRATFORD LOOP","ALEXANDRIA","LA",71302,10722672,31.249329100000001,-92.432007900000002,null,"Non-Lead - Plastic","Installation Date after Lead Ban","Don't Know",null,null,null,"Non-Lead - Plastic","Installation Date after Lead Ban",null,null,"Non-Lead"]
[{"$f":"IF(AND(ISBLANK(INDEX($G:$G,)), ISBLANK(INDEX($C:$C,))), \"\", 'PWS Records (System Entry)'!$D$4)","v":"LA1079001"},{"$f":"IF(AND(ISBLANK(INDEX($G:$G,)), ISBLANK(INDEX($C:$C,))), \"\", 'PWS Records (System Entry)'!$D$3)","v":"City of Alexandria Water System"},"3810 BRENDA ST","ALEXANDRIA","LA",71303,10722709,31.253292500000001,-92.453798000000006,null,"Unknown","Not Applicable","Don't Know",null,null,null,"Unknown","Not Applicable",null,null,"Lead Status Unknown"]
[{"$f":"IF(AND(ISBLANK(INDEX($G:$G,)), ISBLANK(INDEX($C:$C,))), \"\", 'PWS Records (System Entry)'!$D$4)","v":"LA1079001"},{"$f":"IF(AND(ISBLANK(INDEX($G:$G,)), ISBLANK(INDEX($C:$C,))), \"\", 'PWS Records (System Entry)'!$D$3)","v":"City of Alexandria Water System"},"19 MARYLAND AVE","ALEXANDRIA","LA",71303,10722716,31.304698200000001,-92.477552399999993,null,"Non-Lead - Other","Installation Date after Lead Ban","Don't Know",null,null,null,"Non-Lead - Other","Installation Date after Lead Ban",null,null,"Non-Lead"]
[{"$f":"IF(AND(ISBLANK(INDEX($G:$G,)), ISBLANK(INDEX($C:$C,))), \"\", 'PWS Records (System Entry)'!$D$4)","v":"LA1079001"},{"$f":"IF(AND(ISBLANK(INDEX($G:$G,)), ISBLANK(INDEX($C:$C,))), \"\", 'PWS Records (System Entry)'!$D$3)","v":"City of Alexandria Water System"},"1900 BEATRICE ST","ALEXANDRIA","LA",71303,10722746,31.287547700000001,-92.455768300000003,null,"Unknown","Not Applicable","Don't Know",null,null,null,"Unknown","Not Applicable",null,null,"Lead Status Unknown"]
[{"$f":"IF(AND(ISBLANK(INDEX($G:$G,)), ISBLANK(INDEX($C:$C,))), \"\", 'PWS Records (System Entry)'!$D$4)","v":"LA1079001"},{"$f":"IF(AND(ISBLANK(INDEX($G:$G,)), ISBLANK(INDEX($C:$C,))), \"\", 'PWS Records (System Entry)'!$D$3)","v":"City of Alexandria Water System"},"3810 SILVER LEAF DR","ALEXANDRIA","LA",71302,10722763,31.279653400000001,-92.432190800000001,null,"Non-Lead - Plastic","Installation Date after Lead Ban","Don't Know",null,null,null,"Non-Lead - Plastic","Installation Date after Lead Ban",null,null,"Non-Lead"]
[{"$f":"IF(AND(ISBLANK(INDEX($G:$G,)), ISBLANK(INDEX($C:$C,))), \"\", 'PWS Records (System Entry)'!$D$4)","v":"LA1079001"},{"$f":"IF(AND(ISBLANK(INDEX($G:$G,)), ISBLANK(INDEX($C:$C,))), \"\", 'PWS Records (System Entry)'!$D$3)","v":"City of Alexandria Water System"},"4352 STRATFORD LOOP","ALEXANDRIA","LA",71302,10722807,31.248900899999999,-92.432725500000004,null,"Non-Lead - Plastic","Installation Date after Lead Ban","Don't Know",null,null,null,"Non-Lead - Plastic","Installation Date after Lead Ban",null,null,"Non-Lead"]
[{"$f":"IF(AND(ISBLANK(INDEX($G:$G,)), ISBLANK(INDEX($C:$C,))), \"\", 'PWS Records (System Entry)'!$D$4)","v":"LA1079001"},{"$f":"IF(AND(ISBLANK(INDEX($G:$G,)), ISBLANK(INDEX($C:$C,))), \"\", 'PWS Records (System Entry)'!$D$3)","v":"City of Alexandria Water System"},"3811 NORMAN ST","ALEXANDRIA","LA",71303,10722831,31.252416799999999,-92.454069399999995,null,"Unknown","Not Applicable","Don't Know",null,null,null,"Unknown","Not Applicable",null,null,"Lead Status Unknown"]
[{"$f":"IF(AND(ISBLANK(INDEX($G:$G,)), ISBLANK(INDEX($C:$C,))), \"\", 'PWS Records (System Entry)'!$D$4)","v":"LA1079001"},{"$f":"IF(AND(ISBLANK(INDEX($G:$G,)), ISBLANK(INDEX($C:$C,))), \"\", 'PWS Records (System Entry)'!$D$3)","v":"City of Alexandria Water System"},"1709 ODOM ST","ALEXANDRIA","LA",71303,10722842,31.318657900000002,-92.467841199999995,null,"Unknown","Not Applicable","Don't Know",null,null,null,"Unknown","Not Applicable",null,null,"Lead Status Unknown"]
[{"$f":"IF(AND(ISBLANK(INDEX($G:$G,)), ISBLANK(INDEX($C:$C,))), \"\", 'PWS Records (System Entry)'!$D$4)","v":"LA1079001"},{"$f":"IF(AND(ISBLANK(INDEX($G:$G,)), ISBLANK(INDEX($C:$C,))), \"\", 'PWS Records (System Entry)'!$D$3)","v":"City of Alexandria Water System"},"437 DOUGLAS ST","ALEXANDRIA","LA",71303,10722867,31.296284199999999,-92.4278683,null,"Non-Lead - Other","Installation Date after Lead Ban","Don't Know",null,null,null,"Non-Lead - Other","Installation Date after Lead Ban",null,null,"Non-Lead"]
[{"$f":"IF(AND(ISBLANK(INDEX($G:$G,)), ISBLANK(INDEX($C:$C,))), \"\", 'PWS Records (System Entry)'!$D$4)","v":"LA1079001"},{"$f":"IF(AND(ISBLANK(INDEX($G:$G,)), ISBLANK(INDEX($C:$C,))), \"\", 'PWS Records (System Entry)'!$D$3)","v":"City of Alexandria Water System"},"5121 EDWARD AVE","ALEXANDRIA","LA",71303,10722899,31.266602500000001,-92.458452399999999,null,"Unknown","Not Applicable","Don't Know",null,null,null,"Unknown","Not Applicable",null,null,"Lead Status Unknown"]
[{"$f":"IF(AND(ISBLANK(INDEX($G:$G,)), ISBLANK(INDEX($C:$C,))), \"\", 'PWS Records (System Entry)'!$D$4)","v":"LA1079001"},{"$f":"IF(AND(ISBLANK(INDEX($G:$G,)), ISBLANK(INDEX($C:$C,))), \"\", 'PWS Records (System Entry)'!$D$3)","v":"City of Alexandria Water System"},"1902 TENNYSON OAKS DR","ALEXANDRIA","LA",71301,10722908,31.255794099999999,-92.485979999999998,null,"Non-Lead - Other","Installation Record (for example, tap card)","Don't Know",null,null,null,"Non-Lead - Other","Installation Record (for example, tap card)",null,null,"Non-Lead"]
[{"$f":"IF(AND(ISBLANK(INDEX($G:$G,)), ISBLANK(INDEX($C:$C,))), \"\", 'PWS Records (System Entry)'!$D$4)","v":"LA1079001"},{"$f":"IF(AND(ISBLANK(INDEX($G:$G,)), ISBLANK(INDEX($C:$C,))), \"\", 'PWS Records (System Entry)'!$D$3)","v":"City of Alexandria Water System"},"440 BROWNS BEND RD","ALEXANDRIA","LA",71307,10722937,31.312724200000002,-92.494916399999994,null,"Unknown","Not Applicable","Don't Know",null,null,null,"Unknown","Not Applicable",null,null,"Lead Status Unknown"]
[{"$f":"IF(AND(ISBLANK(INDEX($G:$G,)), ISBLANK(INDEX($C:$C,))), \"\", 'PWS Records (System Entry)'!$D$4)","v":"LA1079001"},{"$f":"IF(AND(ISBLANK(INDEX($G:$G,)), ISBLANK(INDEX($C:$C,))), \"\", 'PWS Records (System Entry)'!$D$3)","v":"City of Alexandria Water System"},"5123 MASONIC DR","ALEXANDRIA","LA",71303,10722958,31.268669599999999,-92.470566599999998,null,"Unknown","Not Applicable","Don't Know",null,null,null,"Unknown","Not Applicable",null,null,"Lead Status Unknown"]
[{"$f":"IF(AND(ISBLANK(INDEX($G:$G,)), ISBLANK(INDEX($C:$C,))), \"\", 'PWS Records (System Entry)'!$D$4)","v":"LA1079001"},{"$f":"IF(AND(ISBLANK(INDEX($G:$G,)), ISBLANK(INDEX($C:$C,))), \"\", 'PWS Records (System Entry)'!$D$3)","v":"City of Alexandria Water System"},"2027 LEVIN ST","ALEXANDRIA","LA",71303,10722998,31.3071713,-92.464082599999998,null,"Unknown","Not Applicable","Don't Know",null,null,null,"Unknown","Not Applicable",null,null,"Lead Status Unknown"]
[{"$f":"IF(AND(ISBLANK(INDEX($G:$G,)), ISBLANK(INDEX($C:$C,))), \"\", 'PWS Records (System Entry)'!$D$4)","v":"LA1079001"},{"$f":"IF(AND(ISBLANK(INDEX($G:$G,)), ISBLANK(INDEX($C:$C,))), \"\", 'PWS Records (System Entry)'!$D$3)","v":"City of Alexandria Water System"},"4402 WENDOVER BLVD","ALEXANDRIA","LA",71303,10723028,31.281429599999999,-92.4849478,null,"Unknown","Not Applicable","Don't Know",null,null,null,"Unknown","Not Applicable",null,null,"Lead Status Unknown"]
[{"$f":"IF(AND(ISBLANK(INDEX($G:$G,)), ISBLANK(INDEX($C:$C,))), \"\", 'PWS Records (System Entry)'!$D$4)","v":"LA1079001"},{"$f":"IF(AND(ISBLANK(INDEX($G:$G,)), ISBLANK(INDEX($C:$C,))), \"\", 'PWS Records (System Entry)'!$D$3)","v":"City of Alexandria Water System"},"2028 ELLIOTT ST","ALEXANDRIA","LA",71303,10723032,31.301849000000001,-92.461086899999998,null,"Unknown","Not Applicable","Don't Know",null,null,null,"Unknown","Not Applicable",null,null,"Lead Status Unknown"]
[{"$f":"IF(AND(ISBLANK(INDEX($G:$G,)), ISBLANK(INDEX($C:$C,))), \"\", 'PWS Records (System Entry)'!$D$4)","v":"LA1079001"},{"$f":"IF(AND(ISBLANK(INDEX($G:$G,)), ISBLANK(INDEX($C:$C,))), \"\", 'PWS Records (System Entry)'!$D$3)","v":"City of Alexandria Water System"},"5126 ALEX DR","ALEXANDRIA","LA",71303,10723051,31.279841600000001,-92.500089200000005,null,"Non-Lead - Other","Installation Record (for example, tap card)","Don't Know",null,null,null,"Non-Lead - Other","Installation Record (for example, tap card)",null,null,"Non-Lead"]
[{"$f":"IF(AND(ISBLANK(INDEX($G:$G,)), ISBLANK(INDEX($C:$C,))), \"\", 'PWS Records (System Entry)'!$D$4)","v":"LA1079001"},{"$f":"IF(AND(ISBLANK(INDEX($G:$G,)), ISBLANK(INDEX($C:$C,))), \"\", 'PWS Records (System Entry)'!$D$3)","v":"City of Alexandria Water System"},"5129 EDWARD AVE","ALEXANDRIA","LA",71303,10723089,31.2663519,-92.458613900000003,null,"Unknown","Not Applicable","Don't Know",null,null,null,"Unknown","Not Applicable",null,null,"Lead Status Unknown"]
[{"$f":"IF(AND(ISBLANK(INDEX($G:$G,)), ISBLANK(INDEX($C:$C,))), \"\", 'PWS Records (System Entry)'!$D$4)","v":"LA1079001"},{"$f":"IF(AND(ISBLANK(INDEX($G:$G,)), ISBLANK(INDEX($C:$C,))), \"\", 'PWS Records (System Entry)'!$D$3)","v":"City of Alexandria Water System"},"1712 CLOVER LN","ALEXANDRIA","LA",71303,10723097,31.269216199999999,-92.479074600000004,null,"Unknown","Not Applicable","Don't Know",null,null,null,"Unknown","Not Applicable",null,null,"Lead Status Unknown"]
[{"$f":"IF(AND(ISBLANK(INDEX($G:$G,)), ISBLANK(INDEX($C:$C,))), \"\", 'PWS Records (System Entry)'!$D$4)","v":"LA1079001"},{"$f":"IF(AND(ISBLANK(INDEX($G:$G,)), ISBLANK(INDEX($C:$C,))), \"\", 'PWS Records (System Entry)'!$D$3)","v":"City of Alexandria Water System"},"3815 SPENCER ST","ALEXANDRIA","LA",71301,10723124,31.2467915,-92.455279700000006,null,"Non-Lead - Other","Installation Record (for example, tap card)","Don't Know",null,null,null,"Non-Lead - Other","Installation Record (for example, tap card)",null,null,"Non-Lead"]
[{"$f":"IF(AND(ISBLANK(INDEX($G:$G,)), ISBLANK(INDEX($C:$C,))), \"\", 'PWS Records (System Entry)'!$D$4)","v":"LA1079001"},{"$f":"IF(AND(ISBLANK(INDEX($G:$G,)), ISBLANK(INDEX($C:$C,))), \"\", 'PWS Records (System Entry)'!$D$3)","v":"City of Alexandria Water System"},"513 EVANGELINE","ALEXANDRIA","LA",71303,10723153,31.286936000000001,-92.416216000000006,null,"Unknown","Not Applicable","Don't Know",null,null,null,"Unknown","Not Applicable",null,null,"Lead Status Unknown"]
[{"$f":"IF(AND(ISBLANK(INDEX($G:$G,)), ISBLANK(INDEX($C:$C,))), \"\", 'PWS Records (System Entry)'!$D$4)","v":"LA1079001"},{"$f":"IF(AND(ISBLANK(INDEX($G:$G,)), ISBLANK(INDEX($C:$C,))), \"\", 'PWS Records (System Entry)'!$D$3)","v":"City of Alexandria Water System"},"3817 BROWN ST","ALEXANDRIA","LA",71303,10723192,31.2804973,-92.430566900000002,null,"Unknown","Not Applicable","Don't Know",null,null,null,"Unknown","Not Applicable",null,null,"Lead Status Unknown"]
[{"$f":"IF(AND(ISBLANK(INDEX($G:$G,)), ISBLANK(INDEX($C:$C,))), \"\", 'PWS Records (System Entry)'!$D$4)","v":"LA1079001"},{"$f":"IF(AND(ISBLANK(INDEX($G:$G,)), ISBLANK(INDEX($C:$C,))), \"\", 'PWS Records (System Entry)'!$D$3)","v":"City of Alexandria Water System"},"513 SCALLAN ST","ALEXANDRIA","LA",71303,10723214,31.301038999999999,-92.434902600000001,null,"Unknown","Not Applicable","Don't Know",null,null,null,"Unknown","Not Applicable",null,null,"Lead Status Unknown"]
[{"$f":"IF(AND(ISBLANK(INDEX($G:$G,)), ISBLANK(INDEX($C:$C,))), \"\", 'PWS Records (System Entry)'!$D$4)","v":"LA1079001"},{"$f":"IF(AND(ISBLANK(INDEX($G:$G,)), ISBLANK(INDEX($C:$C,))), \"\", 'PWS Records (System Entry)'!$D$3)","v":"City of Alexandria Water System"},"3818 BAYOU RAPIDES RD","ALEXANDRIA","LA",71303,10723221,31.302643799999998,-92.487976799999998,null,"Unknown","Not Applicable","Don't Know",null,null,null,"Unknown","Not Applicable",null,null,"Lead Status Unknown"]
[{"$f":"IF(AND(ISBLANK(INDEX($G:$G,)), ISBLANK(INDEX($C:$C,))), \"\", 'PWS Records (System Entry)'!$D$4)","v":"LA1079001"},{"$f":"IF(AND(ISBLANK(INDEX($G:$G,)), ISBLANK(INDEX($C:$C,))), \"\", 'PWS Records (System Entry)'!$D$3)","v":"City of Alexandria Water System"},"513 WYCLIFF WAY BLVD","ALEXANDRIA","LA",71303,10723244,31.285826,-92.491786000000005,null,"Unknown","Not Applicable","Don't Know",null,null,null,"Unknown","Not Applicable",null,null,"Lead Status Unknown"]
[{"$f":"IF(AND(ISBLANK(INDEX($G:$G,)), ISBLANK(INDEX($C:$C,))), \"\", 'PWS Records (System Entry)'!$D$4)","v":"LA1079001"},{"$f":"IF(AND(ISBLANK(INDEX($G:$G,)), ISBLANK(INDEX($C:$C,))), \"\", 'PWS Records (System Entry)'!$D$3)","v":"City of Alexandria Water System"},"2033 E TEXAS AVE","ALEXANDRIA","LA",71303,10723279,31.284207500000001,-92.454447299999998,null,"Unknown","Not Applicable","Don't Know",null,null,null,"Unknown","Not Applicable",null,null,"Lead Status Unknown"]
[{"$f":"IF(AND(ISBLANK(INDEX($G:$G,)), ISBLANK(INDEX($C:$C,))), \"\", 'PWS Records (System Entry)'!$D$4)","v":"LA1079001"},{"$f":"IF(AND(ISBLANK(INDEX($G:$G,)), ISBLANK(INDEX($C:$C,))), \"\", 'PWS Records (System Entry)'!$D$3)","v":"City of Alexandria Water System"},"3819 ELLIS ST","ALEXANDRIA","LA",71303,10723289,31.247867299999999,-92.454201499999996,null,"Unknown","Not Applicable","Don't Know",null,null,null,"Unknown","Not Applicable",null,null,"Lead Status Unknown"]
[{"$f":"IF(AND(ISBLANK(INDEX($G:$G,)), ISBLANK(INDEX($C:$C,))), \"\", 'PWS Records (System Entry)'!$D$4)","v":"LA1079001"},{"$f":"IF(AND(ISBLANK(INDEX($G:$G,)), ISBLANK(INDEX($C:$C,))), \"\", 'PWS Records (System Entry)'!$D$3)","v":"City of Alexandria Water System"},"5133 EDWARD AVE","ALEXANDRIA","LA",71303,10723312,31.2662318,-92.458691200000004,null,"Unknown","Not Applicable","Don't Know",null,null,null,"Unknown","Not Applicable",null,null,"Lead Status Unknown"]
[{"$f":"IF(AND(ISBLANK(INDEX($G:$G,)), ISBLANK(INDEX($C:$C,))), \"\", 'PWS Records (System Entry)'!$D$4)","v":"LA1079001"},{"$f":"IF(AND(ISBLANK(INDEX($G:$G,)), ISBLANK(INDEX($C:$C,))), \"\", 'PWS Records (System Entry)'!$D$3)","v":"City of Alexandria Water System"},"3820 BAYOU RAPIDES RD","ALEXANDRIA","LA",71303,10723349,31.302523600000001,-92.488383600000006,null,"Unknown","Not Applicable","Don't Know",null,null,null,"Unknown","Not Applicable",null,null,"Lead Status Unknown"]
[{"$f":"IF(AND(ISBLANK(INDEX($G:$G,)), ISBLANK(INDEX($C:$C,))), \"\", 'PWS Records (System Entry)'!$D$4)","v":"LA1079001"},{"$f":"IF(AND(ISBLANK(INDEX($G:$G,)), ISBLANK(INDEX($C:$C,))), \"\", 'PWS Records (System Entry)'!$D$3)","v":"City of Alexandria Water System"},"2035 THORNTON CT","ALEXANDRIA","LA",71303,10723377,31.296462699999999,-92.456546200000005,null,"Unknown","Not Applicable","Don't Know",null,null,null,"Unknown","Not Applicable",null,null,"Lead Status Unknown"]
[{"$f":"IF(AND(ISBLANK(INDEX($G:$G,)), ISBLANK(INDEX($C:$C,))), \"\", 'PWS Records (System Entry)'!$D$4)","v":"LA1079001"},{"$f":"IF(AND(ISBLANK(INDEX($G:$G,)), ISBLANK(INDEX($C:$C,))), \"\", 'PWS Records (System Entry)'!$D$3)","v":"City of Alexandria Water System"},"1908 VANCE AVE","ALEXANDRIA","LA",71303,10723403,31.295302,-92.453630500000003,null,"Unknown","Not Applicable","Don't Know",null,null,null,"Unknown","Not Applicable",null,null,"Lead Status Unknown"]
[{"$f":"IF(AND(ISBLANK(INDEX($G:$G,)), ISBLANK(INDEX($C:$C,))), \"\", 'PWS Records (System Entry)'!$D$4)","v":"LA1079001"},{"$f":"IF(AND(ISBLANK(INDEX($G:$G,)), ISBLANK(INDEX($C:$C,))), \"\", 'PWS Records (System Entry)'!$D$3)","v":"City of Alexandria Water System"},"3820 PAYNE ST","ALEXANDRIA","LA",71303,10723412,31.263895999999999,-92.435556000000005,null,"Non-Lead - Plastic","Installation Record (for example, tap card)","Don't Know",null,null,null,"Unknown","Not Applicable",null,null,"Lead Status Unknown"]
[{"$f":"IF(AND(ISBLANK(INDEX($G:$G,)), ISBLANK(INDEX($C:$C,))), \"\", 'PWS Records (System Entry)'!$D$4)","v":"LA1079001"},{"$f":"IF(AND(ISBLANK(INDEX($G:$G,)), ISBLANK(INDEX($C:$C,))), \"\", 'PWS Records (System Entry)'!$D$3)","v":"City of Alexandria Water System"},"2039 PLANTATION DR","ALEXANDRIA","LA",71303,10723441,31.271339099999999,-92.472903000000002,null,"Unknown","Not Applicable","Don't Know",null,null,null,"Unknown","Not Applicable",null,null,"Lead Status Unknown"]
[{"$f":"IF(AND(ISBLANK(INDEX($G:$G,)), ISBLANK(INDEX($C:$C,))), \"\", 'PWS Records (System Entry)'!$D$4)","v":"LA1079001"},{"$f":"IF(AND(ISBLANK(INDEX($G:$G,)), ISBLANK(INDEX($C:$C,))), \"\", 'PWS Records (System Entry)'!$D$3)","v":"City of Alexandria Water System"},"1716 MARYE ST","ALEXANDRIA","LA",71303,10723469,31.3050213,-92.455948300000003,null,"Unknown","Not Applicable","Don't Know",null,null,null,"Unknown","Not Applicable",null,null,"Lead Status Unknown"]
[{"$f":"IF(AND(ISBLANK(INDEX($G:$G,)), ISBLANK(INDEX($C:$C,))), \"\", 'PWS Records (System Entry)'!$D$4)","v":"LA1079001"},{"$f":"IF(AND(ISBLANK(INDEX($G:$G,)), ISBLANK(INDEX($C:$C,))), \"\", 'PWS Records (System Entry)'!$D$3)","v":"City of Alexandria Water System"},"3822 BAKER ST","ALEXANDRIA","LA",71303,10723477,31.270242400000001,-92.443635400000005,null,"Non-Lead - Other","Installation Date after Lead Ban","Don't Know",null,null,null,"Non-Lead - Other","Installation Date after Lead Ban",null,null,"Non-Lead"]
[{"$f":"IF(AND(ISBLANK(INDEX($G:$G,)), ISBLANK(INDEX($C:$C,))), \"\", 'PWS Records (System Entry)'!$D$4)","v":"LA1079001"},{"$f":"IF(AND(ISBLANK(INDEX($G:$G,)), ISBLANK(INDEX($C:$C,))), \"\", 'PWS Records (System Entry)'!$D$3)","v":"City of Alexandria Water System"},"1716 SIMMONS ST","ALEXANDRIA","LA",71303,10723502,31.280556499999999,-92.471340400000003,null,"Unknown","Not Applicable","Don't Know",null,null,null,"Unknown","Not Applicable",null,null,"Lead Status Unknown"]
[{"$f":"IF(AND(ISBLANK(INDEX($G:$G,)), ISBLANK(INDEX($C:$C,))), \"\", 'PWS Records (System Entry)'!$D$4)","v":"LA1079001"},{"$f":"IF(AND(ISBLANK(INDEX($G:$G,)), ISBLANK(INDEX($C:$C,))), \"\", 'PWS Records (System Entry)'!$D$3)","v":"City of Alexandria Water System"},"3823 LISA ST","ALEXANDRIA","LA",71303,10723543,31.2515711,-92.452973099999994,null,"Unknown","Not Applicable","Don't Know",null,null,null,"Unknown","Not Applicable",null,null,"Lead Status Unknown"]
[{"$f":"IF(AND(ISBLANK(INDEX($G:$G,)), ISBLANK(INDEX($C:$C,))), \"\", 'PWS Records (System Entry)'!$D$4)","v":"LA1079001"},{"$f":"IF(AND(ISBLANK(INDEX($G:$G,)), ISBLANK(INDEX($C:$C,))), \"\", 'PWS Records (System Entry)'!$D$3)","v":"City of Alexandria Water System"},"3824 ELLIS ST","ALEXANDRIA","LA",71303,10723560,31.247861,-92.453687000000002,null,"Unknown","Not Applicable","Don't Know",null,null,null,"Unknown","Not Applicable",null,null,"Lead Status Unknown"]
[{"$f":"IF(AND(ISBLANK(INDEX($G:$G,)), ISBLANK(INDEX($C:$C,))), \"\", 'PWS Records (System Entry)'!$D$4)","v":"LA1079001"},{"$f":"IF(AND(ISBLANK(INDEX($G:$G,)), ISBLANK(INDEX($C:$C,))), \"\", 'PWS Records (System Entry)'!$D$3)","v":"City of Alexandria Water System"},"515 RIDGEWOOD BLVD","ALEXANDRIA","LA",71303,10723594,31.294866599999999,-92.482472200000004,null,"Unknown","Not Applicable","Don't Know",null,null,null,"Unknown","Not Applicable",null,null,"Lead Status Unknown"]
[{"$f":"IF(AND(ISBLANK(INDEX($G:$G,)), ISBLANK(INDEX($C:$C,))), \"\", 'PWS Records (System Entry)'!$D$4)","v":"LA1079001"},{"$f":"IF(AND(ISBLANK(INDEX($G:$G,)), ISBLANK(INDEX($C:$C,))), \"\", 'PWS Records (System Entry)'!$D$3)","v":"City of Alexandria Water System"},"2042 TURNER ST","ALEXANDRIA","LA",71303,10723602,31.298039800000002,-92.455689000000007,null,"Unknown","Not Applicable","Don't Know",null,null,null,"Unknown","Not Applicable",null,null,"Lead Status Unknown"]
[{"$f":"IF(AND(ISBLANK(INDEX($G:$G,)), ISBLANK(INDEX($C:$C,))), \"\", 'PWS Records (System Entry)'!$D$4)","v":"LA1079001"},{"$f":"IF(AND(ISBLANK(INDEX($G:$G,)), ISBLANK(INDEX($C:$C,))), \"\", 'PWS Records (System Entry)'!$D$3)","v":"City of Alexandria Water System"},"211 4TH ST","ALEXANDRIA","LA",71301,10723637,31.314395300000001,-92.449649199999996,null,"Unknown","Not Applicable","Don't Know",null,null,null,"Unknown","Not Applicable",null,null,"Lead Status Unknown"]
[{"$f":"IF(AND(ISBLANK(INDEX($G:$G,)), ISBLANK(INDEX($C:$C,))), \"\", 'PWS Records (System Entry)'!$D$4)","v":"LA1079001"},{"$f":"IF(AND(ISBLANK(INDEX($G:$G,)), ISBLANK(INDEX($C:$C,))), \"\", 'PWS Records (System Entry)'!$D$3)","v":"City of Alexandria Water System"},"45 CHESTER ST","ALEXANDRIA","LA",71303,10723659,31.307233700000001,-92.467783400000002,null,"Unknown","Not Applicable","Don't Know",null,null,null,"Unknown","Not Applicable",null,null,"Lead Status Unknown"]
[{"$f":"IF(AND(ISBLANK(INDEX($G:$G,)), ISBLANK(INDEX($C:$C,))), \"\", 'PWS Records (System Entry)'!$D$4)","v":"LA1079001"},{"$f":"IF(AND(ISBLANK(INDEX($G:$G,)), ISBLANK(INDEX($C:$C,))), \"\", 'PWS Records (System Entry)'!$D$3)","v":"City of Alexandria Water System"},"211 CHESTER ST","ALEXANDRIA","LA",71303,10723668,31.303177600000001,-92.465306400000003,null,"Unknown","Not Applicable","Don't Know",null,null,null,"Unknown","Not Applicable",null,null,"Lead Status Unknown"]
[{"$f":"IF(AND(ISBLANK(INDEX($G:$G,)), ISBLANK(INDEX($C:$C,))), \"\", 'PWS Records (System Entry)'!$D$4)","v":"LA1079001"},{"$f":"IF(AND(ISBLANK(INDEX($G:$G,)), ISBLANK(INDEX($C:$C,))), \"\", 'PWS Records (System Entry)'!$D$3)","v":"City of Alexandria Water System"},"6001 W ALEXANDRA DR","ALEXANDRIA","LA",71303,10723697,31.2644588,-92.497772600000005,null,"Non-Lead - Other","Installation Record (for example, tap card)","Don't Know",null,null,null,"Non-Lead - Other","Installation Record (for example, tap card)",null,null,"Non-Lead"]
[{"$f":"IF(AND(ISBLANK(INDEX($G:$G,)), ISBLANK(INDEX($C:$C,))), \"\", 'PWS Records (System Entry)'!$D$4)","v":"LA1079001"},{"$f":"IF(AND(ISBLANK(INDEX($G:$G,)), ISBLANK(INDEX($C:$C,))), \"\", 'PWS Records (System Entry)'!$D$3)","v":"City of Alexandria Water System"},"211 N 3RD ST STE TRAILR","ALEXANDRIA","LA",71301,10723714,31.318126899999999,-92.453259200000005,null,"Unknown","Not Applicable","Don't Know",null,null,null,"Unknown","Not Applicable",null,null,"Lead Status Unknown"]
[{"$f":"IF(AND(ISBLANK(INDEX($G:$G,)), ISBLANK(INDEX($C:$C,))), \"\", 'PWS Records (System Entry)'!$D$4)","v":"LA1079001"},{"$f":"IF(AND(ISBLANK(INDEX($G:$G,)), ISBLANK(INDEX($C:$C,))), \"\", 'PWS Records (System Entry)'!$D$3)","v":"City of Alexandria Water System"},"6003 BAYOU ROBERTS DR","ALEXANDRIA","LA",71301,10723752,31.255572000000001,-92.471194999999994,null,"Non-Lead - Other","Installation Record (for example, tap card)","Don't Know",null,null,null,"Non-Lead - Other","Installation Record (for example, tap card)",null,null,"Non-Lead"]
[{"$f":"IF(AND(ISBLANK(INDEX($G:$G,)), ISBLANK(INDEX($C:$C,))), \"\", 'PWS Records (System Entry)'!$D$4)","v":"LA1079001"},{"$f":"IF(AND(ISBLANK(INDEX($G:$G,)), ISBLANK(INDEX($C:$C,))), \"\", 'PWS Records (System Entry)'!$D$3)","v":"City of Alexandria Water System"},"2110 CABRINI ST","ALEXANDRIA","LA",71303,10723783,31.281336,-92.464736000000002,null,"Unknown","Not Applicable","Don't Know",null,null,null,"Unknown","Not Applicable",null,null,"Lead Status Unknown"]
[{"$f":"IF(AND(ISBLANK(INDEX($G:$G,)), ISBLANK(INDEX($C:$C,))), \"\", 'PWS Records (System Entry)'!$D$4)","v":"LA1079001"},{"$f":"IF(AND(ISBLANK(INDEX($G:$G,)), ISBLANK(INDEX($C:$C,))), \"\", 'PWS Records (System Entry)'!$D$3)","v":"City of Alexandria Water System"},"4502 WENDOVER BLVD","ALEXANDRIA","LA",71303,10723792,31.280497100000002,-92.485666899999998,null,"Unknown","Not Applicable","Don't Know",null,null,null,"Unknown","Not Applicable",null,null,"Lead Status Unknown"]
[{"$f":"IF(AND(ISBLANK(INDEX($G:$G,)), ISBLANK(INDEX($C:$C,))), \"\", 'PWS Records (System Entry)'!$D$4)","v":"LA1079001"},{"$f":"IF(AND(ISBLANK(INDEX($G:$G,)), ISBLANK(INDEX($C:$C,))), \"\", 'PWS Records (System Entry)'!$D$3)","v":"City of Alexandria Water System"},"2110 PENNY DR","ALEXANDRIA","LA",71301,10723807,31.2445576,-92.487911100000005,null,"Unknown","Not Applicable","Don't Know",null,null,null,"Unknown","Not Applicable",null,null,"Lead Status Unknown"]
[{"$f":"IF(AND(ISBLANK(INDEX($G:$G,)), ISBLANK(INDEX($C:$C,))), \"\", 'PWS Records (System Entry)'!$D$4)","v":"LA1079001"},{"$f":"IF(AND(ISBLANK(INDEX($G:$G,)), ISBLANK(INDEX($C:$C,))), \"\", 'PWS Records (System Entry)'!$D$3)","v":"City of Alexandria Water System"},"2052 OVERTON ST","ALEXANDRIA","LA",71303,10723849,31.2974538,-92.449478999999997,null,"Unknown","Not Applicable","Don't Know",null,null,null,"Unknown","Not Applicable",null,null,"Lead Status Unknown"]
[{"$f":"IF(AND(ISBLANK(INDEX($G:$G,)), ISBLANK(INDEX($C:$C,))), \"\", 'PWS Records (System Entry)'!$D$4)","v":"LA1079001"},{"$f":"IF(AND(ISBLANK(INDEX($G:$G,)), ISBLANK(INDEX($C:$C,))), \"\", 'PWS Records (System Entry)'!$D$3)","v":"City of Alexandria Water System"},"4505 COTTON GIN RD","ALEXANDRIA","LA",71303,10723858,31.253364000000001,-92.434725,null,"Unknown","Not Applicable","Don't Know",null,null,null,"Unknown","Not Applicable",null,null,"Lead Status Unknown"]
[{"$f":"IF(AND(ISBLANK(INDEX($G:$G,)), ISBLANK(INDEX($C:$C,))), \"\", 'PWS Records (System Entry)'!$D$4)","v":"LA1079001"},{"$f":"IF(AND(ISBLANK(INDEX($G:$G,)), ISBLANK(INDEX($C:$C,))), \"\", 'PWS Records (System Entry)'!$D$3)","v":"City of Alexandria Water System"},"5755 GOODLAND TRCE","ALEXANDRIA","LA",71303,10723882,31.261856000000002,-92.467196000000001,null,"Unknown","Not Applicable","Don't Know",null,null,null,"Unknown","Not Applicable",null,null,"Lead Status Unknown"]
[{"$f":"IF(AND(ISBLANK(INDEX($G:$G,)), ISBLANK(INDEX($C:$C,))), \"\", 'PWS Records (System Entry)'!$D$4)","v":"LA1079001"},{"$f":"IF(AND(ISBLANK(INDEX($G:$G,)), ISBLANK(INDEX($C:$C,))), \"\", 'PWS Records (System Entry)'!$D$3)","v":"City of Alexandria Water System"},"518 GREEN OAK AVE","ALEXANDRIA","LA",71301,10723909,31.294806699999999,-92.423382399999994,null,"Unknown","Not Applicable","Don't Know",null,null,null,"Unknown","Not Applicable",null,null,"Lead Status Unknown"]
[{"$f":"IF(AND(ISBLANK(INDEX($G:$G,)), ISBLANK(INDEX($C:$C,))), \"\", 'PWS Records (System Entry)'!$D$4)","v":"LA1079001"},{"$f":"IF(AND(ISBLANK(INDEX($G:$G,)), ISBLANK(INDEX($C:$C,))), \"\", 'PWS Records (System Entry)'!$D$3)","v":"City of Alexandria Water System"},"519 21ST ST","ALEXANDRIA","LA",71303,10723940,31.302031599999999,-92.461577700000007,null,"Unknown","Not Applicable","Don't Know",null,null,null,"Unknown","Not Applicable",null,null,"Lead Status Unknown"]
[{"$f":"IF(AND(ISBLANK(INDEX($G:$G,)), ISBLANK(INDEX($C:$C,))), \"\", 'PWS Records (System Entry)'!$D$4)","v":"LA1079001"},{"$f":"IF(AND(ISBLANK(INDEX($G:$G,)), ISBLANK(INDEX($C:$C,))), \"\", 'PWS Records (System Entry)'!$D$3)","v":"City of Alexandria Water System"},"2113 ROANOKE DR","ALEXANDRIA","LA",71303,10723973,31.272157,-92.472317000000004,null,"Unknown","Not Applicable","Don't Know",null,null,null,"Unknown","Not Applicable",null,null,"Lead Status Unknown"]
[{"$f":"IF(AND(ISBLANK(INDEX($G:$G,)), ISBLANK(INDEX($C:$C,))), \"\", 'PWS Records (System Entry)'!$D$4)","v":"LA1079001"},{"$f":"IF(AND(ISBLANK(INDEX($G:$G,)), ISBLANK(INDEX($C:$C,))), \"\", 'PWS Records (System Entry)'!$D$3)","v":"City of Alexandria Water System"},"4508 COLISEUM BLVD STE O","ALEXANDRIA","LA",71303,10723982,31.296587200000001,-92.492584699999995,null,"Unknown","Not Applicable","Don't Know",null,null,null,"Unknown","Not Applicable",null,null,"Lead Status Unknown"]
[{"$f":"IF(AND(ISBLANK(INDEX($G:$G,)), ISBLANK(INDEX($C:$C,))), \"\", 'PWS Records (System Entry)'!$D$4)","v":"LA1079001"},{"$f":"IF(AND(ISBLANK(INDEX($G:$G,)), ISBLANK(INDEX($C:$C,))), \"\", 'PWS Records (System Entry)'!$D$3)","v":"City of Alexandria Water System"},"207 ANSLEY BLVD","ALEXANDRIA","LA",71303,10724002,31.293969000000001,-92.497742599999995,null,"Non-Lead - Plastic","Installation Date after Lead Ban","Don't Know",null,null,null,"Non-Lead - Plastic","Installation Date after Lead Ban",null,null,"Non-Lead"]
[{"$f":"IF(AND(ISBLANK(INDEX($G:$G,)), ISBLANK(INDEX($C:$C,))), \"\", 'PWS Records (System Entry)'!$D$4)","v":"LA1079001"},{"$f":"IF(AND(ISBLANK(INDEX($G:$G,)), ISBLANK(INDEX($C:$C,))), \"\", 'PWS Records (System Entry)'!$D$3)","v":"City of Alexandria Water System"},"2115 LINDA RD","ALEXANDRIA","LA",71303,10724039,31.268793200000001,-92.472617299999996,null,"Unknown","Not Applicable","Don't Know",null,null,null,"Unknown","Not Applicable",null,null,"Lead Status Unknown"]
[{"$f":"IF(AND(ISBLANK(INDEX($G:$G,)), ISBLANK(INDEX($C:$C,))), \"\", 'PWS Records (System Entry)'!$D$4)","v":"LA1079001"},{"$f":"IF(AND(ISBLANK(INDEX($G:$G,)), ISBLANK(INDEX($C:$C,))), \"\", 'PWS Records (System Entry)'!$D$3)","v":"City of Alexandria Water System"},"4510 WELLINGTON BLVD","ALEXANDRIA","LA",71303,10724063,31.280471500000001,-92.487025000000003,null,"Unknown","Not Applicable","Don't Know",null,null,null,"Unknown","Not Applicable",null,null,"Lead Status Unknown"]
[{"$f":"IF(AND(ISBLANK(INDEX($G:$G,)), ISBLANK(INDEX($C:$C,))), \"\", 'PWS Records (System Entry)'!$D$4)","v":"LA1079001"},{"$f":"IF(AND(ISBLANK(INDEX($G:$G,)), ISBLANK(INDEX($C:$C,))), \"\", 'PWS Records (System Entry)'!$D$3)","v":"City of Alexandria Water System"},"2115 TURNER ST","ALEXANDRIA","LA",71303,10724073,31.2976402,-92.456561399999998,null,"Unknown","Not Applicable","Don't Know",null,null,null,"Unknown","Not Applicable",null,null,"Lead Status Unknown"]
[{"$f":"IF(AND(ISBLANK(INDEX($G:$G,)), ISBLANK(INDEX($C:$C,))), \"\", 'PWS Records (System Entry)'!$D$4)","v":"LA1079001"},{"$f":"IF(AND(ISBLANK(INDEX($G:$G,)), ISBLANK(INDEX($C:$C,))), \"\", 'PWS Records (System Entry)'!$D$3)","v":"City of Alexandria Water System"},"520 GUM ST","ALEXANDRIA","LA",71303,10724106,31.317097499999999,-92.454402999999999,null,"Non-Lead - Other","Installation Date after Lead Ban","Don't Know",null,null,null,"Non-Lead - Other","Installation Date after Lead Ban",null,null,"Non-Lead"]
[{"$f":"IF(AND(ISBLANK(INDEX($G:$G,)), ISBLANK(INDEX($C:$C,))), \"\", 'PWS Records (System Entry)'!$D$4)","v":"LA1079001"},{"$f":"IF(AND(ISBLANK(INDEX($G:$G,)), ISBLANK(INDEX($C:$C,))), \"\", 'PWS Records (System Entry)'!$D$3)","v":"City of Alexandria Water System"},"5779 GOODLAND TRCE","ALEXANDRIA","LA",71303,10724131,31.260245999999999,-92.467985999999996,null,"Unknown","Not Applicable","Don't Know",null,null,null,"Unknown","Not Applicable",null,null,{"$f":"IF(AND(INDEX($K:$K,)=\"\", INDEX($L:$L,)=\"\", INDEX($M:$M,)=\"\", INDEX($Q:$Q,)=\"\", INDEX($R:$R,)=\"\"), \"\", IF(OR(INDEX($K:$K,)=\"Lead\",INDEX($Q:$Q,)=\"Lead\"),\"Lead\",IF(OR(AND(OR(INDEX($M:$M,)=\"Yes\", INDEX($M:$M,)=\"Don't Know\", INDEX($M:$M,)=\"\"), INDEX($Q:$Q,)=\"Galvanized Iron/Steel\"), AND(INDEX($K:$K,)=\"Unknown\", INDEX($M:$M,)=\"No\", INDEX($Q:$Q,)=\"Galvanized Iron/Steel\")), \"Galvanized Requiring Replacement\", IF(OR(AND(OR(INDEX($K:$K,)=\"Galvanized Iron/Steel\", INDEX($K:$K,)=\"Non-Lead - Copper\", INDEX($K:$K,)=\"Non-Lead - Plastic\", INDEX($K:$K,)=\"Non-Lead - Other\", INDEX($K:$K,)=\"Non-Lead - Material Unknown\", INDEX($K:$K,)=\"No System Owned Portion\"), OR(INDEX($Q:$Q,)=\"Galvanized Iron/Steel\", INDEX($Q:$Q,)=\"Non-Lead - Copper\", INDEX($Q:$Q,)=\"Non-Lead - Plastic\", INDEX($Q:$Q,)=\"Non-Lead - Other\", INDEX($Q:$Q,)=\"Non-Lead - Predictive Model\", INDEX($Q:$Q,)=\"No Customer Owned Portion\")), AND(OR( INDEX($K:$K,)=\"Galvanized Iron/Steel\", INDEX($K:$K,)=\"Non-Lead - Copper\", INDEX($K:$K,)=\"Non-Lead - Plastic\", INDEX($K:$K,)=\"Non-Lead - Other\", INDEX($K:$K,)=\"Non-Lead - Material Unknown\", INDEX($K:$K,)=\"No System Owned Portion\"), INDEX($M:$M,)=\"No\", INDEX($Q:$Q,)=\"Non-Lead - Material Unknown\")), \"Non-Lead\", \"Lead Status Unknown\"))))","v":"Lead Status Unknown"}]
[{"$f":"IF(AND(ISBLANK(INDEX($G:$G,)), ISBLANK(INDEX($C:$C,))), \"\", 'PWS Records (System Entry)'!$D$4)","v":"LA1079001"},{"$f":"IF(AND(ISBLANK(INDEX($G:$G,)), ISBLANK(INDEX($C:$C,))), \"\", 'PWS Records (System Entry)'!$D$3)","v":"City of Alexandria Water System"},"6006 QUAIL RDG UNIT A","ALEXANDRIA","LA",71303,10724163,31.251221000000001,-92.471377799999999,null,"Unknown","Not Applicable","Don't Know",null,null,null,"Unknown","Not Applicable",null,null,"Lead Status Unknown"]
[{"$f":"IF(AND(ISBLANK(INDEX($G:$G,)), ISBLANK(INDEX($C:$C,))), \"\", 'PWS Records (System Entry)'!$D$4)","v":"LA1079001"},{"$f":"IF(AND(ISBLANK(INDEX($G:$G,)), ISBLANK(INDEX($C:$C,))), \"\", 'PWS Records (System Entry)'!$D$3)","v":"City of Alexandria Water System"},"2118 ALMA ST","ALEXANDRIA","LA",71303,10724171,31.3037584,-92.463853400000005,null,"Non-Lead - Plastic","Installation Record (for example, tap card)","Don't Know",null,null,null,"Unknown","Not Applicable",null,null,"Lead Status Unknown"]
[{"$f":"IF(AND(ISBLANK(INDEX($G:$G,)), ISBLANK(INDEX($C:$C,))), \"\", 'PWS Records (System Entry)'!$D$4)","v":"LA1079001"},{"$f":"IF(AND(ISBLANK(INDEX($G:$G,)), ISBLANK(INDEX($C:$C,))), \"\", 'PWS Records (System Entry)'!$D$3)","v":"City of Alexandria Water System"},"58 FOX FIRE LN","ALEXANDRIA","LA",71303,10724196,31.206151599999998,-92.414675000000003,null,"Unknown","Not Applicable","Don't Know",null,null,null,"Unknown","Not Applicable",null,null,"Lead Status Unknown"]
[{"$f":"IF(AND(ISBLANK(INDEX($G:$G,)), ISBLANK(INDEX($C:$C,))), \"\", 'PWS Records (System Entry)'!$D$4)","v":"LA1079001"},{"$f":"IF(AND(ISBLANK(INDEX($G:$G,)), ISBLANK(INDEX($C:$C,))), \"\", 'PWS Records (System Entry)'!$D$3)","v":"City of Alexandria Water System"},"5200 LACASSINE DR UNIT B","ALEXANDRIA","LA",71303,10724229,31.267315,-92.462537100000006,null,"Unknown","Not Applicable","Don't Know",null,null,null,"Unknown","Not Applicable",null,null,"Lead Status Unknown"]
[{"$f":"IF(AND(ISBLANK(INDEX($G:$G,)), ISBLANK(INDEX($C:$C,))), \"\", 'PWS Records (System Entry)'!$D$4)","v":"LA1079001"},{"$f":"IF(AND(ISBLANK(INDEX($G:$G,)), ISBLANK(INDEX($C:$C,))), \"\", 'PWS Records (System Entry)'!$D$3)","v":"City of Alexandria Water System"},"5201 ALEX DR","ALEXANDRIA","LA",71303,10724254,31.2792812,-92.500461000000001,null,"Non-Lead - Other","Installation Record (for example, tap card)","Don't Know",null,null,null,"Non-Lead - Other","Installation Record (for example, tap card)",null,null,"Non-Lead"]
[{"$f":"IF(AND(ISBLANK(INDEX($G:$G,)), ISBLANK(INDEX($C:$C,))), \"\", 'PWS Records (System Entry)'!$D$4)","v":"LA1079001"},{"$f":"IF(AND(ISBLANK(INDEX($G:$G,)), ISBLANK(INDEX($C:$C,))), \"\", 'PWS Records (System Entry)'!$D$3)","v":"City of Alexandria Water System"},"5800 MASONIC DR","ALEXANDRIA","LA",71303,10724265,31.259374600000001,-92.476663099999996,null,"Unknown","Not Applicable","Don't Know",null,null,null,"Unknown","Not Applicable",null,null,"Lead Status Unknown"]
[{"$f":"IF(AND(ISBLANK(INDEX($G:$G,)), ISBLANK(INDEX($C:$C,))), \"\", 'PWS Records (System Entry)'!$D$4)","v":"LA1079001"},{"$f":"IF(AND(ISBLANK(INDEX($G:$G,)), ISBLANK(INDEX($C:$C,))), \"\", 'PWS Records (System Entry)'!$D$3)","v":"City of Alexandria Water System"},"46 EASTWOOD BLVD","ALEXANDRIA","LA",71303,10724301,31.306156000000001,-92.472415999999996,null,"Unknown","Not Applicable","Don't Know",null,null,null,"Unknown","Not Applicable",null,null,"Lead Status Unknown"]
[{"$f":"IF(AND(ISBLANK(INDEX($G:$G,)), ISBLANK(INDEX($C:$C,))), \"\", 'PWS Records (System Entry)'!$D$4)","v":"LA1079001"},{"$f":"IF(AND(ISBLANK(INDEX($G:$G,)), ISBLANK(INDEX($C:$C,))), \"\", 'PWS Records (System Entry)'!$D$3)","v":"City of Alexandria Water System"},"212 HEYMAN LN","ALEXANDRIA","LA",71303,10724321,31.295954399999999,-92.486381600000001,null,"Unknown","Not Applicable","Don't Know",null,null,null,"Unknown","Not Applicable",null,null,"Lead Status Unknown"]
[{"$f":"IF(AND(ISBLANK(INDEX($G:$G,)), ISBLANK(INDEX($C:$C,))), \"\", 'PWS Records (System Entry)'!$D$4)","v":"LA1079001"},{"$f":"IF(AND(ISBLANK(INDEX($G:$G,)), ISBLANK(INDEX($C:$C,))), \"\", 'PWS Records (System Entry)'!$D$3)","v":"City of Alexandria Water System"},"5803 BAYOU ROBERTS DR","ALEXANDRIA","LA",71302,10724352,31.2579879,-92.470908399999999,null,"Unknown","Not Applicable","Don't Know",null,null,null,"Unknown","Not Applicable",null,null,"Lead Status Unknown"]
[{"$f":"IF(AND(ISBLANK(INDEX($G:$G,)), ISBLANK(INDEX($C:$C,))), \"\", 'PWS Records (System Entry)'!$D$4)","v":"LA1079001"},{"$f":"IF(AND(ISBLANK(INDEX($G:$G,)), ISBLANK(INDEX($C:$C,))), \"\", 'PWS Records (System Entry)'!$D$3)","v":"City of Alexandria Water System"},"5803 BAYOU ROBERTS DR","ALEXANDRIA","LA",71302,10724357,31.2579879,-92.470908399999999,null,"Unknown","Not Applicable","Don't Know",null,null,null,"Unknown","Not Applicable",null,null,"Lead Status Unknown"]
[{"$f":"IF(AND(ISBLANK(INDEX($G:$G,)), ISBLANK(INDEX($C:$C,))), \"\", 'PWS Records (System Entry)'!$D$4)","v":"LA1079001"},{"$f":"IF(AND(ISBLANK(INDEX($G:$G,)), ISBLANK(INDEX($C:$C,))), \"\", 'PWS Records (System Entry)'!$D$3)","v":"City of Alexandria Water System"},"5203 RAPHAEL DR","ALEXANDRIA","LA",71303,10724391,31.2761432,-92.4926782,null,"Non-Lead - Other","Installation Record (for example, tap card)","Don't Know",null,null,null,"Non-Lead - Other","Installation Record (for example, tap card)",null,null,"Non-Lead"]
[{"$f":"IF(AND(ISBLANK(INDEX($G:$G,)), ISBLANK(INDEX($C:$C,))), \"\", 'PWS Records (System Entry)'!$D$4)","v":"LA1079001"},{"$f":"IF(AND(ISBLANK(INDEX($G:$G,)), ISBLANK(INDEX($C:$C,))), \"\", 'PWS Records (System Entry)'!$D$3)","v":"City of Alexandria Water System"},"4603 S MACARTHUR DR","ALEXANDRIA","LA",71303,10724419,31.2577316,-92.442895399999998,null,"Unknown","Not Applicable","Don't Know",null,null,null,"Unknown","Not Applicable",null,null,"Lead Status Unknown"]
[{"$f":"IF(AND(ISBLANK(INDEX($G:$G,)), ISBLANK(INDEX($C:$C,))), \"\", 'PWS Records (System Entry)'!$D$4)","v":"LA1079001"},{"$f":"IF(AND(ISBLANK(INDEX($G:$G,)), ISBLANK(INDEX($C:$C,))), \"\", 'PWS Records (System Entry)'!$D$3)","v":"City of Alexandria Water System"},"4603 WHITECHAPEL BLVD","ALEXANDRIA","LA",71303,10724448,31.284287800000001,-92.493144900000004,null,"Unknown","Not Applicable","Don't Know",null,null,null,"Unknown","Not Applicable",null,null,"Lead Status Unknown"]
[{"$f":"IF(AND(ISBLANK(INDEX($G:$G,)), ISBLANK(INDEX($C:$C,))), \"\", 'PWS Records (System Entry)'!$D$4)","v":"LA1079001"},{"$f":"IF(AND(ISBLANK(INDEX($G:$G,)), ISBLANK(INDEX($C:$C,))), \"\", 'PWS Records (System Entry)'!$D$3)","v":"City of Alexandria Water System"},"4604 HARGIS ST","ALEXANDRIA","LA",71303,10724453,31.263840200000001,-92.442307499999998,null,"Unknown","Not Applicable","Don't Know",null,null,null,"Unknown","Not Applicable",null,null,"Lead Status Unknown"]
[{"$f":"IF(AND(ISBLANK(INDEX($G:$G,)), ISBLANK(INDEX($C:$C,))), \"\", 'PWS Records (System Entry)'!$D$4)","v":"LA1079001"},{"$f":"IF(AND(ISBLANK(INDEX($G:$G,)), ISBLANK(INDEX($C:$C,))), \"\", 'PWS Records (System Entry)'!$D$3)","v":"City of Alexandria Water System"},"4606 JOSEPH ST","ALEXANDRIA","LA",71303,10724474,31.265517800000001,-92.444854300000003,null,"Unknown","Not Applicable","Don't Know",null,null,null,"Unknown","Not Applicable",null,null,"Lead Status Unknown"]
[{"$f":"IF(AND(ISBLANK(INDEX($G:$G,)), ISBLANK(INDEX($C:$C,))), \"\", 'PWS Records (System Entry)'!$D$4)","v":"LA1079001"},{"$f":"IF(AND(ISBLANK(INDEX($G:$G,)), ISBLANK(INDEX($C:$C,))), \"\", 'PWS Records (System Entry)'!$D$3)","v":"City of Alexandria Water System"},"6009 W ALEXANDRA DR","ALEXANDRIA","LA",71303,10724509,31.264049799999999,-92.498039599999998,null,"Non-Lead - Other","Installation Record (for example, tap card)","Don't Know",null,null,null,"Non-Lead - Other","Installation Record (for example, tap card)",null,null,"Non-Lead"]
[{"$f":"IF(AND(ISBLANK(INDEX($G:$G,)), ISBLANK(INDEX($C:$C,))), \"\", 'PWS Records (System Entry)'!$D$4)","v":"LA1079001"},{"$f":"IF(AND(ISBLANK(INDEX($G:$G,)), ISBLANK(INDEX($C:$C,))), \"\", 'PWS Records (System Entry)'!$D$3)","v":"City of Alexandria Water System"},"601 FRED LOOP","ALEXANDRIA","LA",71302,10724543,31.293919899999999,-92.4261853,null,"Non-Lead - Plastic","Installation Date after Lead Ban","Don't Know",null,null,null,"Non-Lead - Plastic","Installation Date after Lead Ban",null,null,"Non-Lead"]
[{"$f":"IF(AND(ISBLANK(INDEX($G:$G,)), ISBLANK(INDEX($C:$C,))), \"\", 'PWS Records (System Entry)'!$D$4)","v":"LA1079001"},{"$f":"IF(AND(ISBLANK(INDEX($G:$G,)), ISBLANK(INDEX($C:$C,))), \"\", 'PWS Records (System Entry)'!$D$3)","v":"City of Alexandria Water System"},"2121 GAY RD","ALEXANDRIA","LA",71303,10724544,31.268173099999998,-92.472823399999996,null,"Unknown","Not Applicable","Don't Know",null,null,null,"Unknown","Not Applicable",null,null,"Lead Status Unknown"]
[{"$f":"IF(AND(ISBLANK(INDEX($G:$G,)), ISBLANK(INDEX($C:$C,))), \"\", 'PWS Records (System Entry)'!$D$4)","v":"LA1079001"},{"$f":"IF(AND(ISBLANK(INDEX($G:$G,)), ISBLANK(INDEX($C:$C,))), \"\", 'PWS Records (System Entry)'!$D$3)","v":"City of Alexandria Water System"},"2101 VANCE AVE","ALEXANDRIA","LA",71303,10724587,31.294412399999999,-92.456076100000004,null,"Unknown","Not Applicable","Don't Know",null,null,null,"Unknown","Not Applicable",null,null,"Lead Status Unknown"]
[{"$f":"IF(AND(ISBLANK(INDEX($G:$G,)), ISBLANK(INDEX($C:$C,))), \"\", 'PWS Records (System Entry)'!$D$4)","v":"LA1079001"},{"$f":"IF(AND(ISBLANK(INDEX($G:$G,)), ISBLANK(INDEX($C:$C,))), \"\", 'PWS Records (System Entry)'!$D$3)","v":"City of Alexandria Water System"},"4611 GREEN ST","ALEXANDRIA","LA",71302,10724610,31.2641423,-92.443218599999994,null,"Unknown","Not Applicable","Don't Know",null,null,null,"Unknown","Not Applicable",null,null,"Lead Status Unknown"]
[{"$f":"IF(AND(ISBLANK(INDEX($G:$G,)), ISBLANK(INDEX($C:$C,))), \"\", 'PWS Records (System Entry)'!$D$4)","v":"LA1079001"},{"$f":"IF(AND(ISBLANK(INDEX($G:$G,)), ISBLANK(INDEX($C:$C,))), \"\", 'PWS Records (System Entry)'!$D$3)","v":"City of Alexandria Water System"},"6010 MARTHAS DR","ALEXANDRIA","LA",71303,10724634,31.288037200000002,-92.510410199999995,null,"Non-Lead - Other","Installation Record (for example, tap card)","Don't Know",null,null,null,"Non-Lead - Other","Installation Record (for example, tap card)",null,null,"Non-Lead"]
[{"$f":"IF(AND(ISBLANK(INDEX($G:$G,)), ISBLANK(INDEX($C:$C,))), \"\", 'PWS Records (System Entry)'!$D$4)","v":"LA1079001"},{"$f":"IF(AND(ISBLANK(INDEX($G:$G,)), ISBLANK(INDEX($C:$C,))), \"\", 'PWS Records (System Entry)'!$D$3)","v":"City of Alexandria Water System"},"5206 BONNIE LOOP","ALEXANDRIA","LA",71303,10724642,31.301067700000001,-92.502087399999994,null,"Unknown","Not Applicable","Don't Know",null,null,null,"Unknown","Not Applicable",null,null,"Lead Status Unknown"]
[{"$f":"IF(AND(ISBLANK(INDEX($G:$G,)), ISBLANK(INDEX($C:$C,))), \"\", 'PWS Records (System Entry)'!$D$4)","v":"LA1079001"},{"$f":"IF(AND(ISBLANK(INDEX($G:$G,)), ISBLANK(INDEX($C:$C,))), \"\", 'PWS Records (System Entry)'!$D$3)","v":"City of Alexandria Water System"},"5206 RAPHAEL DR","ALEXANDRIA","LA",71303,10724670,31.276015300000001,-92.492805899999993,null,"Non-Lead - Other","Installation Record (for example, tap card)","Don't Know",null,null,null,"Non-Lead - Other","Installation Record (for example, tap card)",null,null,"Non-Lead"]
[{"$f":"IF(AND(ISBLANK(INDEX($G:$G,)), ISBLANK(INDEX($C:$C,))), \"\", 'PWS Records (System Entry)'!$D$4)","v":"LA1079001"},{"$f":"IF(AND(ISBLANK(INDEX($G:$G,)), ISBLANK(INDEX($C:$C,))), \"\", 'PWS Records (System Entry)'!$D$3)","v":"City of Alexandria Water System"},"5207 BROADMOOR CT","ALEXANDRIA","LA",71303,10724700,31.261113099999999,-92.453260799999995,null,"Unknown","Not Applicable","Don't Know",null,null,null,"Unknown","Not Applicable",null,null,"Lead Status Unknown"]
[{"$f":"IF(AND(ISBLANK(INDEX($G:$G,)), ISBLANK(INDEX($C:$C,))), \"\", 'PWS Records (System Entry)'!$D$4)","v":"LA1079001"},{"$f":"IF(AND(ISBLANK(INDEX($G:$G,)), ISBLANK(INDEX($C:$C,))), \"\", 'PWS Records (System Entry)'!$D$3)","v":"City of Alexandria Water System"},"5807 JOE HESNI BLVD","ALEXANDRIA","LA",71303,10724732,31.2703633,-92.501992599999994,null,"Non-Lead - Other","Installation Date after Lead Ban","Don't Know",null,null,null,"Non-Lead - Other","Installation Date after Lead Ban",null,null,"Non-Lead"]
[{"$f":"IF(AND(ISBLANK(INDEX($G:$G,)), ISBLANK(INDEX($C:$C,))), \"\", 'PWS Records (System Entry)'!$D$4)","v":"LA1079001"},{"$f":"IF(AND(ISBLANK(INDEX($G:$G,)), ISBLANK(INDEX($C:$C,))), \"\", 'PWS Records (System Entry)'!$D$3)","v":"City of Alexandria Water System"},"2104 3RD ST","ALEXANDRIA","LA",71302,10724734,31.304674899999998,-92.436761500000003,null,"Unknown","Not Applicable","Don't Know",null,null,null,"Unknown","Not Applicable",null,null,"Lead Status Unknown"]
[{"$f":"IF(AND(ISBLANK(INDEX($G:$G,)), ISBLANK(INDEX($C:$C,))), \"\", 'PWS Records (System Entry)'!$D$4)","v":"LA1079001"},{"$f":"IF(AND(ISBLANK(INDEX($G:$G,)), ISBLANK(INDEX($C:$C,))), \"\", 'PWS Records (System Entry)'!$D$3)","v":"City of Alexandria Water System"},"5807 ORAN ST","ALEXANDRIA","LA",71303,10724760,31.254760699999999,-92.446755600000003,null,"Unknown","Not Applicable","Don't Know",null,null,null,"Unknown","Not Applicable",null,null,"Lead Status Unknown"]
[{"$f":"IF(AND(ISBLANK(INDEX($G:$G,)), ISBLANK(INDEX($C:$C,))), \"\", 'PWS Records (System Entry)'!$D$4)","v":"LA1079001"},{"$f":"IF(AND(ISBLANK(INDEX($G:$G,)), ISBLANK(INDEX($C:$C,))), \"\", 'PWS Records (System Entry)'!$D$3)","v":"City of Alexandria Water System"},"6012 DIXIE LN","ALEXANDRIA","LA",71303,10724798,31.249832300000001,-92.469549200000003,null,"Unknown","Not Applicable","Don't Know",null,null,null,"Unknown","Not Applicable",null,null,"Lead Status Unknown"]
[{"$f":"IF(AND(ISBLANK(INDEX($G:$G,)), ISBLANK(INDEX($C:$C,))), \"\", 'PWS Records (System Entry)'!$D$4)","v":"LA1079001"},{"$f":"IF(AND(ISBLANK(INDEX($G:$G,)), ISBLANK(INDEX($C:$C,))), \"\", 'PWS Records (System Entry)'!$D$3)","v":"City of Alexandria Water System"},"2104 WHITE ST","ALEXANDRIA","LA",71303,10724823,31.2988745,-92.457607699999997,null,"Unknown","Not Applicable","Don't Know",null,null,null,"Unknown","Not Applicable",null,null,"Lead Status Unknown"]
[{"$f":"IF(AND(ISBLANK(INDEX($G:$G,)), ISBLANK(INDEX($C:$C,))), \"\", 'PWS Records (System Entry)'!$D$4)","v":"LA1079001"},{"$f":"IF(AND(ISBLANK(INDEX($G:$G,)), ISBLANK(INDEX($C:$C,))), \"\", 'PWS Records (System Entry)'!$D$3)","v":"City of Alexandria Water System"},"4626 WILLOW GLEN ST","ALEXANDRIA","LA",71303,10724833,31.261014599999999,-92.438895799999997,null,"Non-Lead - Other","Installation Record (for example, tap card)","Don't Know",null,null,null,"Non-Lead - Other","Installation Record (for example, tap card)",null,null,"Non-Lead"]
[{"$f":"IF(AND(ISBLANK(INDEX($G:$G,)), ISBLANK(INDEX($C:$C,))), \"\", 'PWS Records (System Entry)'!$D$4)","v":"LA1079001"},{"$f":"IF(AND(ISBLANK(INDEX($G:$G,)), ISBLANK(INDEX($C:$C,))), \"\", 'PWS Records (System Entry)'!$D$3)","v":"City of Alexandria Water System"},"5808 MARY JUBE LOOP","ALEXANDRIA","LA",71301,10724875,31.270289500000001,-92.499893900000004,null,"Unknown","Not Applicable","Don't Know",null,null,null,"Unknown","Not Applicable",null,null,"Lead Status Unknown"]
[{"$f":"IF(AND(ISBLANK(INDEX($G:$G,)), ISBLANK(INDEX($C:$C,))), \"\", 'PWS Records (System Entry)'!$D$4)","v":"LA1079001"},{"$f":"IF(AND(ISBLANK(INDEX($G:$G,)), ISBLANK(INDEX($C:$C,))), \"\", 'PWS Records (System Entry)'!$D$3)","v":"City of Alexandria Water System"},"5808 NOEL ST","ALEXANDRIA","LA",71303,10724890,31.254748599999999,-92.449255300000004,null,"Unknown","Not Applicable","Don't Know",null,null,null,"Unknown","Not Applicable",null,null,"Lead Status Unknown"]
[{"$f":"IF(AND(ISBLANK(INDEX($G:$G,)), ISBLANK(INDEX($C:$C,))), \"\", 'PWS Records (System Entry)'!$D$4)","v":"LA1079001"},{"$f":"IF(AND(ISBLANK(INDEX($G:$G,)), ISBLANK(INDEX($C:$C,))), \"\", 'PWS Records (System Entry)'!$D$3)","v":"City of Alexandria Water System"},"47 EASTWOOD BLVD","ALEXANDRIA","LA",71303,10724922,31.306086000000001,-92.472065999999998,null,"Unknown","Not Applicable","Don't Know",null,null,null,"Unknown","Not Applicable",null,null,"Lead Status Unknown"]
[{"$f":"IF(AND(ISBLANK(INDEX($G:$G,)), ISBLANK(INDEX($C:$C,))), \"\", 'PWS Records (System Entry)'!$D$4)","v":"LA1079001"},{"$f":"IF(AND(ISBLANK(INDEX($G:$G,)), ISBLANK(INDEX($C:$C,))), \"\", 'PWS Records (System Entry)'!$D$3)","v":"City of Alexandria Water System"},"6013 LARKSPUR DR","ALEXANDRIA","LA",71303,10724923,31.2996865,-92.512711400000001,null,"Unknown","Not Applicable","Don't Know",null,null,null,"Unknown","Not Applicable",null,null,"Lead Status Unknown"]
[{"$f":"IF(AND(ISBLANK(INDEX($G:$G,)), ISBLANK(INDEX($C:$C,))), \"\", 'PWS Records (System Entry)'!$D$4)","v":"LA1079001"},{"$f":"IF(AND(ISBLANK(INDEX($G:$G,)), ISBLANK(INDEX($C:$C,))), \"\", 'PWS Records (System Entry)'!$D$3)","v":"City of Alexandria Water System"},"2128 ALBERT ST","ALEXANDRIA","LA",71303,10724955,31.2986966,-92.459523899999994,null,"Unknown","Not Applicable","Don't Know",null,null,null,"Unknown","Not Applicable",null,null,"Lead Status Unknown"]
[{"$f":"IF(AND(ISBLANK(INDEX($G:$G,)), ISBLANK(INDEX($C:$C,))), \"\", 'PWS Records (System Entry)'!$D$4)","v":"LA1079001"},{"$f":"IF(AND(ISBLANK(INDEX($G:$G,)), ISBLANK(INDEX($C:$C,))), \"\", 'PWS Records (System Entry)'!$D$3)","v":"City of Alexandria Water System"},"2128 MEMORIAL DR","ALEXANDRIA","LA",71303,10724988,31.279627300000001,-92.455630200000002,null,"Unknown","Not Applicable","Don't Know",null,null,null,"Unknown","Not Applicable",null,null,"Lead Status Unknown"]
[{"$f":"IF(AND(ISBLANK(INDEX($G:$G,)), ISBLANK(INDEX($C:$C,))), \"\", 'PWS Records (System Entry)'!$D$4)","v":"LA1079001"},{"$f":"IF(AND(ISBLANK(INDEX($G:$G,)), ISBLANK(INDEX($C:$C,))), \"\", 'PWS Records (System Entry)'!$D$3)","v":"City of Alexandria Water System"},"4701 LILLEY CT","ALEXANDRIA","LA",71303,10725014,31.288664000000001,-92.4958709,null,"Non-Lead - Other","Installation Record (for example, tap card)","Don't Know",null,null,null,"Non-Lead - Other","Installation Record (for example, tap card)",null,null,"Non-Lead"]
[{"$f":"IF(AND(ISBLANK(INDEX($G:$G,)), ISBLANK(INDEX($C:$C,))), \"\", 'PWS Records (System Entry)'!$D$4)","v":"LA1079001"},{"$f":"IF(AND(ISBLANK(INDEX($G:$G,)), ISBLANK(INDEX($C:$C,))), \"\", 'PWS Records (System Entry)'!$D$3)","v":"City of Alexandria Water System"},"4701 MCCRORY PL","ALEXANDRIA","LA",71303,10725023,31.284084199999999,-92.497912499999998,null,"Non-Lead - Other","Installation Record (for example, tap card)","Don't Know",null,null,null,"Non-Lead - Other","Installation Record (for example, tap card)",null,null,"Non-Lead"]
[{"$f":"IF(AND(ISBLANK(INDEX($G:$G,)), ISBLANK(INDEX($C:$C,))), \"\", 'PWS Records (System Entry)'!$D$4)","v":"LA1079001"},{"$f":"IF(AND(ISBLANK(INDEX($G:$G,)), ISBLANK(INDEX($C:$C,))), \"\", 'PWS Records (System Entry)'!$D$3)","v":"City of Alexandria Water System"},"213 ANSLEY BLVD","ALEXANDRIA","LA",71303,10725050,31.293392999999998,-92.497742500000001,null,"Non-Lead - Plastic","Installation Date after Lead Ban","Don't Know",null,null,null,"Non-Lead - Plastic","Installation Date after Lead Ban",null,null,"Non-Lead"]
[{"$f":"IF(AND(ISBLANK(INDEX($G:$G,)), ISBLANK(INDEX($C:$C,))), \"\", 'PWS Records (System Entry)'!$D$4)","v":"LA1079001"},{"$f":"IF(AND(ISBLANK(INDEX($G:$G,)), ISBLANK(INDEX($C:$C,))), \"\", 'PWS Records (System Entry)'!$D$3)","v":"City of Alexandria Water System"},"6016 JOE HESNI BLVD","ALEXANDRIA","LA",71303,10725080,31.267264399999998,-92.502858700000004,null,"Unknown","Not Applicable","Don't Know",null,null,null,"Unknown","Not Applicable",null,null,"Lead Status Unknown"]
[{"$f":"IF(AND(ISBLANK(INDEX($G:$G,)), ISBLANK(INDEX($C:$C,))), \"\", 'PWS Records (System Entry)'!$D$4)","v":"LA1079001"},{"$f":"IF(AND(ISBLANK(INDEX($G:$G,)), ISBLANK(INDEX($C:$C,))), \"\", 'PWS Records (System Entry)'!$D$3)","v":"City of Alexandria Water System"},"5812 BRUYNINCKX RD","ALEXANDRIA","LA",71303,10725114,31.269671299999999,-92.498160999999996,null,"Unknown","Not Applicable","Don't Know",null,null,null,"Unknown","Not Applicable",null,null,"Lead Status Unknown"]
[{"$f":"IF(AND(ISBLANK(INDEX($G:$G,)), ISBLANK(INDEX($C:$C,))), \"\", 'PWS Records (System Entry)'!$D$4)","v":"LA1079001"},{"$f":"IF(AND(ISBLANK(INDEX($G:$G,)), ISBLANK(INDEX($C:$C,))), \"\", 'PWS Records (System Entry)'!$D$3)","v":"City of Alexandria Water System"},"6016 SKYLARK DR","ALEXANDRIA","LA",71303,10725113,31.298939000000001,-92.512310200000002,null,"Unknown","Not Applicable","Don't Know",null,null,null,"Unknown","Not Applicable",null,null,"Lead Status Unknown"]
[{"$f":"IF(AND(ISBLANK(INDEX($G:$G,)), ISBLANK(INDEX($C:$C,))), \"\", 'PWS Records (System Entry)'!$D$4)","v":"LA1079001"},{"$f":"IF(AND(ISBLANK(INDEX($G:$G,)), ISBLANK(INDEX($C:$C,))), \"\", 'PWS Records (System Entry)'!$D$3)","v":"City of Alexandria Water System"},"6017 STONEGATE DR","ALEXANDRIA","LA",71303,10725151,31.269528699999999,-92.500293900000003,null,"Non-Lead - Other","Installation Record (for example, tap card)","Don't Know",null,null,null,"Non-Lead - Other","Installation Record (for example, tap card)",null,null,"Non-Lead"]
[{"$f":"IF(AND(ISBLANK(INDEX($G:$G,)), ISBLANK(INDEX($C:$C,))), \"\", 'PWS Records (System Entry)'!$D$4)","v":"LA1079001"},{"$f":"IF(AND(ISBLANK(INDEX($G:$G,)), ISBLANK(INDEX($C:$C,))), \"\", 'PWS Records (System Entry)'!$D$3)","v":"City of Alexandria Water System"},"6019 BENJAMIN ST","ALEXANDRIA","LA",71303,10725170,31.297736199999999,-92.512038599999997,null,"Unknown","Not Applicable","Don't Know",null,null,null,"Unknown","Not Applicable",null,null,"Lead Status Unknown"]
[{"$f":"IF(AND(ISBLANK(INDEX($G:$G,)), ISBLANK(INDEX($C:$C,))), \"\", 'PWS Records (System Entry)'!$D$4)","v":"LA1079001"},{"$f":"IF(AND(ISBLANK(INDEX($G:$G,)), ISBLANK(INDEX($C:$C,))), \"\", 'PWS Records (System Entry)'!$D$3)","v":"City of Alexandria Water System"},"5813 ORIOLE CRK","ALEXANDRIA","LA",71303,10725204,31.2607994,-92.473954199999994,null,"Unknown","Not Applicable","Don't Know",null,null,null,"Unknown","Not Applicable",null,null,"Lead Status Unknown"]
[{"$f":"IF(AND(ISBLANK(INDEX($G:$G,)), ISBLANK(INDEX($C:$C,))), \"\", 'PWS Records (System Entry)'!$D$4)","v":"LA1079001"},{"$f":"IF(AND(ISBLANK(INDEX($G:$G,)), ISBLANK(INDEX($C:$C,))), \"\", 'PWS Records (System Entry)'!$D$3)","v":"City of Alexandria Water System"},"521 VERSAILLES BLVD","ALEXANDRIA","LA",71303,10725212,31.2754634,-92.489226400000007,null,"Non-Lead - Plastic","Installation Date after Lead Ban","Don't Know",null,null,null,"Non-Lead - Plastic","Installation Date after Lead Ban",null,null,"Non-Lead"]
[{"$f":"IF(AND(ISBLANK(INDEX($G:$G,)), ISBLANK(INDEX($C:$C,))), \"\", 'PWS Records (System Entry)'!$D$4)","v":"LA1079001"},{"$f":"IF(AND(ISBLANK(INDEX($G:$G,)), ISBLANK(INDEX($C:$C,))), \"\", 'PWS Records (System Entry)'!$D$3)","v":"City of Alexandria Water System"},"2135 BOYCE ST","ALEXANDRIA","LA",71303,10725241,31.278005100000001,-92.466678599999995,null,"Unknown","Not Applicable","Don't Know",null,null,null,"Unknown","Not Applicable",null,null,"Lead Status Unknown"]
[{"$f":"IF(AND(ISBLANK(INDEX($G:$G,)), ISBLANK(INDEX($C:$C,))), \"\", 'PWS Records (System Entry)'!$D$4)","v":"LA1079001"},{"$f":"IF(AND(ISBLANK(INDEX($G:$G,)), ISBLANK(INDEX($C:$C,))), \"\", 'PWS Records (System Entry)'!$D$3)","v":"City of Alexandria Water System"},"5210 CRESTWOOD DR","ALEXANDRIA","LA",71303,10725269,31.264314299999999,-92.455992600000002,null,"Unknown","Not Applicable","Don't Know",null,null,null,"Unknown","Not Applicable",null,null,"Lead Status Unknown"]
[{"$f":"IF(AND(ISBLANK(INDEX($G:$G,)), ISBLANK(INDEX($C:$C,))), \"\", 'PWS Records (System Entry)'!$D$4)","v":"LA1079001"},{"$f":"IF(AND(ISBLANK(INDEX($G:$G,)), ISBLANK(INDEX($C:$C,))), \"\", 'PWS Records (System Entry)'!$D$3)","v":"City of Alexandria Water System"},"5211 3RD ST UNIT A","ALEXANDRIA","LA",71301,10725303,31.285308700000002,-92.408325500000004,null,"Unknown","Not Applicable","Don't Know",null,null,null,"Unknown","Not Applicable",null,null,"Lead Status Unknown"]
[{"$f":"IF(AND(ISBLANK(INDEX($G:$G,)), ISBLANK(INDEX($C:$C,))), \"\", 'PWS Records (System Entry)'!$D$4)","v":"LA1079001"},{"$f":"IF(AND(ISBLANK(INDEX($G:$G,)), ISBLANK(INDEX($C:$C,))), \"\", 'PWS Records (System Entry)'!$D$3)","v":"City of Alexandria Water System"},"4705 W GARDEN BLVD","ALEXANDRIA","LA",71303,10725304,31.283875999999999,-92.490166000000002,null,"Unknown","Not Applicable","Don't Know",null,null,null,"Unknown","Not Applicable",null,null,"Lead Status Unknown"]
[{"$f":"IF(AND(ISBLANK(INDEX($G:$G,)), ISBLANK(INDEX($C:$C,))), \"\", 'PWS Records (System Entry)'!$D$4)","v":"LA1079001"},{"$f":"IF(AND(ISBLANK(INDEX($G:$G,)), ISBLANK(INDEX($C:$C,))), \"\", 'PWS Records (System Entry)'!$D$3)","v":"City of Alexandria Water System"},"4706 LANNY ST","ALEXANDRIA","LA",71303,10725345,31.3368012,-92.500249299999993,null,"Unknown","Not Applicable","Don't Know",null,null,null,"Unknown","Not Applicable",null,null,"Lead Status Unknown"]
[{"$f":"IF(AND(ISBLANK(INDEX($G:$G,)), ISBLANK(INDEX($C:$C,))), \"\", 'PWS Records (System Entry)'!$D$4)","v":"LA1079001"},{"$f":"IF(AND(ISBLANK(INDEX($G:$G,)), ISBLANK(INDEX($C:$C,))), \"\", 'PWS Records (System Entry)'!$D$3)","v":"City of Alexandria Water System"},"6023 STONEGATE DR","ALEXANDRIA","LA",71303,10725361,31.2693604,-92.500339699999998,null,"Non-Lead - Other","Installation Record (for example, tap card)","Don't Know",null,null,null,"Non-Lead - Other","Installation Record (for example, tap card)",null,null,"Non-Lead"]
[{"$f":"IF(AND(ISBLANK(INDEX($G:$G,)), ISBLANK(INDEX($C:$C,))), \"\", 'PWS Records (System Entry)'!$D$4)","v":"LA1079001"},{"$f":"IF(AND(ISBLANK(INDEX($G:$G,)), ISBLANK(INDEX($C:$C,))), \"\", 'PWS Records (System Entry)'!$D$3)","v":"City of Alexandria Water System"},"2140 BOYCE ST","ALEXANDRIA","LA",71303,10725393,31.2778153,-92.466396900000007,null,"Unknown","Not Applicable","Don't Know",null,null,null,"Unknown","Not Applicable",null,null,"Lead Status Unknown"]
[{"$f":"IF(AND(ISBLANK(INDEX($G:$G,)), ISBLANK(INDEX($C:$C,))), \"\", 'PWS Records (System Entry)'!$D$4)","v":"LA1079001"},{"$f":"IF(AND(ISBLANK(INDEX($G:$G,)), ISBLANK(INDEX($C:$C,))), \"\", 'PWS Records (System Entry)'!$D$3)","v":"City of Alexandria Water System"},"5212 ARGONNE BLVD","ALEXANDRIA","LA",71303,10725401,31.274907800000001,-92.4905641,null,"Unknown","Not Applicable","Don't Know",null,null,null,"Unknown","Not Applicable",null,null,"Lead Status Unknown"]
[{"$f":"IF(AND(ISBLANK(INDEX($G:$G,)), ISBLANK(INDEX($C:$C,))), \"\", 'PWS Records (System Entry)'!$D$4)","v":"LA1079001"},{"$f":"IF(AND(ISBLANK(INDEX($G:$G,)), ISBLANK(INDEX($C:$C,))), \"\", 'PWS Records (System Entry)'!$D$3)","v":"City of Alexandria Water System"},"5819 BRUYNINCKX RD","ALEXANDRIA","LA",71303,10725434,31.2693713,-92.498167800000004,null,"Unknown","Not Applicable","Don't Know",null,null,null,"Unknown","Not Applicable",null,null,"Lead Status Unknown"]
[{"$f":"IF(AND(ISBLANK(INDEX($G:$G,)), ISBLANK(INDEX($C:$C,))), \"\", 'PWS Records (System Entry)'!$D$4)","v":"LA1079001"},{"$f":"IF(AND(ISBLANK(INDEX($G:$G,)), ISBLANK(INDEX($C:$C,))), \"\", 'PWS Records (System Entry)'!$D$3)","v":"City of Alexandria Water System"},"2143 WETTERMARK ST","ALEXANDRIA","LA",71303,10725460,31.276840199999999,-92.466280699999999,null,"Unknown","Not Applicable","Don't Know",null,null,null,"Unknown","Not Applicable",null,null,"Lead Status Unknown"]
[{"$f":"IF(AND(ISBLANK(INDEX($G:$G,)), ISBLANK(INDEX($C:$C,))), \"\", 'PWS Records (System Entry)'!$D$4)","v":"LA1079001"},{"$f":"IF(AND(ISBLANK(INDEX($G:$G,)), ISBLANK(INDEX($C:$C,))), \"\", 'PWS Records (System Entry)'!$D$3)","v":"City of Alexandria Water System"},"6028 CAMBRIDGE DR","ALEXANDRIA","LA",71303,10725495,31.2684192,-92.499907500000006,null,"Non-Lead - Other","Installation Record (for example, tap card)","Don't Know",null,null,null,"Non-Lead - Other","Installation Record (for example, tap card)",null,null,"Non-Lead"]
[{"$f":"IF(AND(ISBLANK(INDEX($G:$G,)), ISBLANK(INDEX($C:$C,))), \"\", 'PWS Records (System Entry)'!$D$4)","v":"LA1079001"},{"$f":"IF(AND(ISBLANK(INDEX($G:$G,)), ISBLANK(INDEX($C:$C,))), \"\", 'PWS Records (System Entry)'!$D$3)","v":"City of Alexandria Water System"},"5820 BRUYNINCKX RD","ALEXANDRIA","LA",71303,10725498,31.269469399999998,-92.498203200000006,null,"Unknown","Not Applicable","Don't Know",null,null,null,"Unknown","Not Applicable",null,null,"Lead Status Unknown"]
[{"$f":"IF(AND(ISBLANK(INDEX($G:$G,)), ISBLANK(INDEX($C:$C,))), \"\", 'PWS Records (System Entry)'!$D$4)","v":"LA1079001"},{"$f":"IF(AND(ISBLANK(INDEX($G:$G,)), ISBLANK(INDEX($C:$C,))), \"\", 'PWS Records (System Entry)'!$D$3)","v":"City of Alexandria Water System"},"603 BENNETT ST","ALEXANDRIA","LA",71303,10725540,31.2876996,-92.416984999999997,null,"Unknown","Not Applicable","Don't Know",null,null,null,"Unknown","Not Applicable",null,null,"Lead Status Unknown"]
[{"$f":"IF(AND(ISBLANK(INDEX($G:$G,)), ISBLANK(INDEX($C:$C,))), \"\", 'PWS Records (System Entry)'!$D$4)","v":"LA1079001"},{"$f":"IF(AND(ISBLANK(INDEX($G:$G,)), ISBLANK(INDEX($C:$C,))), \"\", 'PWS Records (System Entry)'!$D$3)","v":"City of Alexandria Water System"},"215 DALE ST","ALEXANDRIA","LA",71303,10725550,31.295668299999999,-92.487369000000001,null,"Unknown","Not Applicable","Don't Know",null,null,null,"Unknown","Not Applicable",null,null,"Lead Status Unknown"]
[{"$f":"IF(AND(ISBLANK(INDEX($G:$G,)), ISBLANK(INDEX($C:$C,))), \"\", 'PWS Records (System Entry)'!$D$4)","v":"LA1079001"},{"$f":"IF(AND(ISBLANK(INDEX($G:$G,)), ISBLANK(INDEX($C:$C,))), \"\", 'PWS Records (System Entry)'!$D$3)","v":"City of Alexandria Water System"},"215 POST OAK BLVD UNIT A","ALEXANDRIA","LA",71303,10725584,31.297851399999999,-92.482625799999994,null,"Unknown","Not Applicable","Don't Know",null,null,null,"Unknown","Not Applicable",null,null,"Lead Status Unknown"]
[{"$f":"IF(AND(ISBLANK(INDEX($G:$G,)), ISBLANK(INDEX($C:$C,))), \"\", 'PWS Records (System Entry)'!$D$4)","v":"LA1079001"},{"$f":"IF(AND(ISBLANK(INDEX($G:$G,)), ISBLANK(INDEX($C:$C,))), \"\", 'PWS Records (System Entry)'!$D$3)","v":"City of Alexandria Water System"},"5213 ST GERMAIN BLVD","ALEXANDRIA","LA",71303,10725593,31.273375999999999,-92.489536000000001,null,"Unknown","Not Applicable","Don't Know",null,null,null,"Unknown","Not Applicable",null,null,"Lead Status Unknown"]
[{"$f":"IF(AND(ISBLANK(INDEX($G:$G,)), ISBLANK(INDEX($C:$C,))), \"\", 'PWS Records (System Entry)'!$D$4)","v":"LA1079001"},{"$f":"IF(AND(ISBLANK(INDEX($G:$G,)), ISBLANK(INDEX($C:$C,))), \"\", 'PWS Records (System Entry)'!$D$3)","v":"City of Alexandria Water System"},"603 WIMBLEDON BLVD","ALEXANDRIA","LA",71303,10725632,31.282689900000001,-92.4887339,null,"Unknown","Not Applicable","Don't Know",null,null,null,"Unknown","Not Applicable",null,null,"Lead Status Unknown"]
[{"$f":"IF(AND(ISBLANK(INDEX($G:$G,)), ISBLANK(INDEX($C:$C,))), \"\", 'PWS Records (System Entry)'!$D$4)","v":"LA1079001"},{"$f":"IF(AND(ISBLANK(INDEX($G:$G,)), ISBLANK(INDEX($C:$C,))), \"\", 'PWS Records (System Entry)'!$D$3)","v":"City of Alexandria Water System"},"2152 SIMMONS ST","ALEXANDRIA","LA",71303,10725651,31.278378100000001,-92.465473000000003,null,"Non-Lead - Plastic","Installation Record (for example, tap card)","Don't Know",null,null,null,"Unknown","Not Applicable",null,null,"Lead Status Unknown"]
[{"$f":"IF(AND(ISBLANK(INDEX($G:$G,)), ISBLANK(INDEX($C:$C,))), \"\", 'PWS Records (System Entry)'!$D$4)","v":"LA1079001"},{"$f":"IF(AND(ISBLANK(INDEX($G:$G,)), ISBLANK(INDEX($C:$C,))), \"\", 'PWS Records (System Entry)'!$D$3)","v":"City of Alexandria Water System"},"4711 GREEN ST","ALEXANDRIA","LA",71302,10725676,31.263363099999999,-92.443889600000006,null,"Unknown","Not Applicable","Don't Know",null,null,null,"Unknown","Not Applicable",null,null,"Lead Status Unknown"]
[{"$f":"IF(AND(ISBLANK(INDEX($G:$G,)), ISBLANK(INDEX($C:$C,))), \"\", 'PWS Records (System Entry)'!$D$4)","v":"LA1079001"},{"$f":"IF(AND(ISBLANK(INDEX($G:$G,)), ISBLANK(INDEX($C:$C,))), \"\", 'PWS Records (System Entry)'!$D$3)","v":"City of Alexandria Water System"},"5215 ROBINSON DR","ALEXANDRIA","LA",71303,10725684,31.266219899999999,-92.468098999999995,null,"Non-Lead - Plastic","Installation Record (for example, tap card)","Don't Know",null,null,null,"Unknown","Not Applicable",null,null,"Lead Status Unknown"]
[{"$f":"IF(AND(ISBLANK(INDEX($G:$G,)), ISBLANK(INDEX($C:$C,))), \"\", 'PWS Records (System Entry)'!$D$4)","v":"LA1079001"},{"$f":"IF(AND(ISBLANK(INDEX($G:$G,)), ISBLANK(INDEX($C:$C,))), \"\", 'PWS Records (System Entry)'!$D$3)","v":"City of Alexandria Water System"},"216 24TH ST","ALEXANDRIA","LA",71303,10725710,31.301831,-92.467852699999995,null,"Unknown","Not Applicable","Don't Know",null,null,null,"Unknown","Not Applicable",null,null,"Lead Status Unknown"]
[{"$f":"IF(AND(ISBLANK(INDEX($G:$G,)), ISBLANK(INDEX($C:$C,))), \"\", 'PWS Records (System Entry)'!$D$4)","v":"LA1079001"},{"$f":"IF(AND(ISBLANK(INDEX($G:$G,)), ISBLANK(INDEX($C:$C,))), \"\", 'PWS Records (System Entry)'!$D$3)","v":"City of Alexandria Water System"},"5216 JACKSON ST","ALEXANDRIA","LA",71303,10725740,31.2712781,-92.484788800000004,null,"Unknown","Not Applicable","Don't Know",null,null,null,"Unknown","Not Applicable",null,null,"Lead Status Unknown"]
[{"$f":"IF(AND(ISBLANK(INDEX($G:$G,)), ISBLANK(INDEX($C:$C,))), \"\", 'PWS Records (System Entry)'!$D$4)","v":"LA1079001"},{"$f":"IF(AND(ISBLANK(INDEX($G:$G,)), ISBLANK(INDEX($C:$C,))), \"\", 'PWS Records (System Entry)'!$D$3)","v":"City of Alexandria Water System"},"5216 ST GERMAIN BLVD","ALEXANDRIA","LA",71301,10725773,31.273866000000002,-92.489856000000003,null,"Non-Lead - Other","Installation Record (for example, tap card)","Don't Know",null,null,null,"Non-Lead - Other","Installation Record (for example, tap card)",null,null,"Non-Lead"]
[{"$f":"IF(AND(ISBLANK(INDEX($G:$G,)), ISBLANK(INDEX($C:$C,))), \"\", 'PWS Records (System Entry)'!$D$4)","v":"LA1079001"},{"$f":"IF(AND(ISBLANK(INDEX($G:$G,)), ISBLANK(INDEX($C:$C,))), \"\", 'PWS Records (System Entry)'!$D$3)","v":"City of Alexandria Water System"},"5828 PRESCOTT RD","ALEXANDRIA","LA",71303,10725782,31.261025400000001,-92.479222399999998,null,"Unknown","Not Applicable","Don't Know",null,null,null,"Unknown","Not Applicable",null,null,"Lead Status Unknown"]
[{"$f":"IF(AND(ISBLANK(INDEX($G:$G,)), ISBLANK(INDEX($C:$C,))), \"\", 'PWS Records (System Entry)'!$D$4)","v":"LA1079001"},{"$f":"IF(AND(ISBLANK(INDEX($G:$G,)), ISBLANK(INDEX($C:$C,))), \"\", 'PWS Records (System Entry)'!$D$3)","v":"City of Alexandria Water System"},"604 BENNETT ST","ALEXANDRIA","LA",71303,10725805,31.287803799999999,-92.416966200000005,null,"Unknown","Not Applicable","Don't Know",null,null,null,"Unknown","Not Applicable",null,null,"Lead Status Unknown"]
[{"$f":"IF(AND(ISBLANK(INDEX($G:$G,)), ISBLANK(INDEX($C:$C,))), \"\", 'PWS Records (System Entry)'!$D$4)","v":"LA1079001"},{"$f":"IF(AND(ISBLANK(INDEX($G:$G,)), ISBLANK(INDEX($C:$C,))), \"\", 'PWS Records (System Entry)'!$D$3)","v":"City of Alexandria Water System"},"4713 WAVERLY BLVD","ALEXANDRIA","LA",71303,10725838,31.279182299999999,-92.488901100000007,null,"Unknown","Not Applicable","Don't Know",null,null,null,"Unknown","Not Applicable",null,null,"Lead Status Unknown"]
[{"$f":"IF(AND(ISBLANK(INDEX($G:$G,)), ISBLANK(INDEX($C:$C,))), \"\", 'PWS Records (System Entry)'!$D$4)","v":"LA1079001"},{"$f":"IF(AND(ISBLANK(INDEX($G:$G,)), ISBLANK(INDEX($C:$C,))), \"\", 'PWS Records (System Entry)'!$D$3)","v":"City of Alexandria Water System"},"4714 BAYOU COURT DR","ALEXANDRIA","LA",71303,10725865,31.277505999999999,-92.484253199999998,null,"Non-Lead - Other","Installation Record (for example, tap card)","Don't Know",null,null,null,"Non-Lead - Other","Installation Record (for example, tap card)",null,null,"Non-Lead"]
[{"$f":"IF(AND(ISBLANK(INDEX($G:$G,)), ISBLANK(INDEX($C:$C,))), \"\", 'PWS Records (System Entry)'!$D$4)","v":"LA1079001"},{"$f":"IF(AND(ISBLANK(INDEX($G:$G,)), ISBLANK(INDEX($C:$C,))), \"\", 'PWS Records (System Entry)'!$D$3)","v":"City of Alexandria Water System"},"5835 NAVAHO TRL","ALEXANDRIA","LA",71303,10725875,31.2631193,-92.482794600000005,null,"Unknown","Not Applicable","Don't Know",null,null,null,"Unknown","Not Applicable",null,null,"Lead Status Unknown"]
[{"$f":"IF(AND(ISBLANK(INDEX($G:$G,)), ISBLANK(INDEX($C:$C,))), \"\", 'PWS Records (System Entry)'!$D$4)","v":"LA1079001"},{"$f":"IF(AND(ISBLANK(INDEX($G:$G,)), ISBLANK(INDEX($C:$C,))), \"\", 'PWS Records (System Entry)'!$D$3)","v":"City of Alexandria Water System"},"5219 RANDOM DR","ALEXANDRIA","LA",71303,10725907,31.2585309,-92.448574100000002,null,"Unknown","Not Applicable","Don't Know",null,null,null,"Unknown","Not Applicable",null,null,"Lead Status Unknown"]
[{"$f":"IF(AND(ISBLANK(INDEX($G:$G,)), ISBLANK(INDEX($C:$C,))), \"\", 'PWS Records (System Entry)'!$D$4)","v":"LA1079001"},{"$f":"IF(AND(ISBLANK(INDEX($G:$G,)), ISBLANK(INDEX($C:$C,))), \"\", 'PWS Records (System Entry)'!$D$3)","v":"City of Alexandria Water System"},"5838 GENE BALL DR","ALEXANDRIA","LA",71303,10725931,31.238683399999999,-92.447296699999995,null,"Unknown","Not Applicable","Don't Know",null,null,null,"Unknown","Not Applicable",null,null,"Lead Status Unknown"]
[{"$f":"IF(AND(ISBLANK(INDEX($G:$G,)), ISBLANK(INDEX($C:$C,))), \"\", 'PWS Records (System Entry)'!$D$4)","v":"LA1079001"},{"$f":"IF(AND(ISBLANK(INDEX($G:$G,)), ISBLANK(INDEX($C:$C,))), \"\", 'PWS Records (System Entry)'!$D$3)","v":"City of Alexandria Water System"},"5220 FAIRVIEW AVE","ALEXANDRIA","LA",71303,10725963,31.2757228,-92.494244199999997,null,"Non-Lead - Other","Installation Record (for example, tap card)","Don't Know",null,null,null,"Non-Lead - Other","Installation Record (for example, tap card)",null,null,"Non-Lead"]
[{"$f":"IF(AND(ISBLANK(INDEX($G:$G,)), ISBLANK(INDEX($C:$C,))), \"\", 'PWS Records (System Entry)'!$D$4)","v":"LA1079001"},{"$f":"IF(AND(ISBLANK(INDEX($G:$G,)), ISBLANK(INDEX($C:$C,))), \"\", 'PWS Records (System Entry)'!$D$3)","v":"City of Alexandria Water System"},"5842 W AUSTIN DR","ALEXANDRIA","LA",71303,10725972,31.271776599999999,-92.506131100000005,null,"Non-Lead - Other","Installation Record (for example, tap card)","Don't Know",null,null,null,"Non-Lead - Other","Installation Record (for example, tap card)",null,null,"Non-Lead"]
[{"$f":"IF(AND(ISBLANK(INDEX($G:$G,)), ISBLANK(INDEX($C:$C,))), \"\", 'PWS Records (System Entry)'!$D$4)","v":"LA1079001"},{"$f":"IF(AND(ISBLANK(INDEX($G:$G,)), ISBLANK(INDEX($C:$C,))), \"\", 'PWS Records (System Entry)'!$D$3)","v":"City of Alexandria Water System"},"6049 CAMBRIDGE DR","ALEXANDRIA","LA",71301,10725998,31.267035499999999,-92.500016700000003,null,"Non-Lead - Other","Installation Record (for example, tap card)","Don't Know",null,null,null,"Non-Lead - Other","Installation Record (for example, tap card)",null,null,"Non-Lead"]
[{"$f":"IF(AND(ISBLANK(INDEX($G:$G,)), ISBLANK(INDEX($C:$C,))), \"\", 'PWS Records (System Entry)'!$D$4)","v":"LA1079001"},{"$f":"IF(AND(ISBLANK(INDEX($G:$G,)), ISBLANK(INDEX($C:$C,))), \"\", 'PWS Records (System Entry)'!$D$3)","v":"City of Alexandria Water System"},"605 24TH ST","ALEXANDRIA","LA",71303,10726030,31.298615999999999,-92.464146,null,"Unknown","Not Applicable","Don't Know",null,null,null,"Unknown","Not Applicable",null,null,"Lead Status Unknown"]
[{"$f":"IF(AND(ISBLANK(INDEX($G:$G,)), ISBLANK(INDEX($C:$C,))), \"\", 'PWS Records (System Entry)'!$D$4)","v":"LA1079001"},{"$f":"IF(AND(ISBLANK(INDEX($G:$G,)), ISBLANK(INDEX($C:$C,))), \"\", 'PWS Records (System Entry)'!$D$3)","v":"City of Alexandria Water System"},"5866 BAYOU RAPIDES RD","ALEXANDRIA","LA",71303,10726055,31.313696700000001,-92.5089282,null,"Unknown","Not Applicable","Don't Know",null,null,null,"Unknown","Not Applicable",null,null,"Lead Status Unknown"]
[{"$f":"IF(AND(ISBLANK(INDEX($G:$G,)), ISBLANK(INDEX($C:$C,))), \"\", 'PWS Records (System Entry)'!$D$4)","v":"LA1079001"},{"$f":"IF(AND(ISBLANK(INDEX($G:$G,)), ISBLANK(INDEX($C:$C,))), \"\", 'PWS Records (System Entry)'!$D$3)","v":"City of Alexandria Water System"},"605 MEDICAL CENTER DR UNIT B","ALEXANDRIA","LA",71301,10726064,31.3129974,-92.451129300000005,null,"Unknown","Not Applicable","Don't Know",null,null,null,"Unknown","Not Applicable",null,null,"Lead Status Unknown"]
[{"$f":"IF(AND(ISBLANK(INDEX($G:$G,)), ISBLANK(INDEX($C:$C,))), \"\", 'PWS Records (System Entry)'!$D$4)","v":"LA1079001"},{"$f":"IF(AND(ISBLANK(INDEX($G:$G,)), ISBLANK(INDEX($C:$C,))), \"\", 'PWS Records (System Entry)'!$D$3)","v":"City of Alexandria Water System"},"2202 3RD ST","ALEXANDRIA","LA",71303,10726101,31.304271400000001,-92.436327700000007,null,"Unknown","Not Applicable","Don't Know",null,null,null,"Unknown","Not Applicable",null,null,"Lead Status Unknown"]
[{"$f":"IF(AND(ISBLANK(INDEX($G:$G,)), ISBLANK(INDEX($C:$C,))), \"\", 'PWS Records (System Entry)'!$D$4)","v":"LA1079001"},{"$f":"IF(AND(ISBLANK(INDEX($G:$G,)), ISBLANK(INDEX($C:$C,))), \"\", 'PWS Records (System Entry)'!$D$3)","v":"City of Alexandria Water System"},"5900 COLISEUM BLVD","ALEXANDRIA","LA",71303,10726129,31.295671599999999,-92.510314699999995,null,"Non-Lead - Other","Installation Date after Lead Ban","Don't Know",null,null,null,"Non-Lead - Other","Installation Date after Lead Ban",null,null,"Non-Lead"]
[{"$f":"IF(AND(ISBLANK(INDEX($G:$G,)), ISBLANK(INDEX($C:$C,))), \"\", 'PWS Records (System Entry)'!$D$4)","v":"LA1079001"},{"$f":"IF(AND(ISBLANK(INDEX($G:$G,)), ISBLANK(INDEX($C:$C,))), \"\", 'PWS Records (System Entry)'!$D$3)","v":"City of Alexandria Water System"},"6058 OLD BATON ROUGE HWY","ALEXANDRIA","LA",71303,10726154,31.235925000000002,-92.428405600000005,null,"Unknown","Not Applicable","Don't Know",null,null,null,"Unknown","Not Applicable",null,null,"Lead Status Unknown"]
[{"$f":"IF(AND(ISBLANK(INDEX($G:$G,)), ISBLANK(INDEX($C:$C,))), \"\", 'PWS Records (System Entry)'!$D$4)","v":"LA1079001"},{"$f":"IF(AND(ISBLANK(INDEX($G:$G,)), ISBLANK(INDEX($C:$C,))), \"\", 'PWS Records (System Entry)'!$D$3)","v":"City of Alexandria Water System"},"606 WIMBLEDON BLVD","ALEXANDRIA","LA",71303,10726178,31.282380499999999,-92.488797000000005,null,"Unknown","Not Applicable","Don't Know",null,null,null,"Unknown","Not Applicable",null,null,"Lead Status Unknown"]
[{"$f":"IF(AND(ISBLANK(INDEX($G:$G,)), ISBLANK(INDEX($C:$C,))), \"\", 'PWS Records (System Entry)'!$D$4)","v":"LA1079001"},{"$f":"IF(AND(ISBLANK(INDEX($G:$G,)), ISBLANK(INDEX($C:$C,))), \"\", 'PWS Records (System Entry)'!$D$3)","v":"City of Alexandria Water System"},"2205 WEBSTER ST","ALEXANDRIA","LA",71303,10726195,31.3039725,-92.466591699999995,null,"Non-Lead - Plastic","Installation Record (for example, tap card)","Don't Know",null,null,null,"Unknown","Not Applicable",null,null,"Lead Status Unknown"]
[{"$f":"IF(AND(ISBLANK(INDEX($G:$G,)), ISBLANK(INDEX($C:$C,))), \"\", 'PWS Records (System Entry)'!$D$4)","v":"LA1079001"},{"$f":"IF(AND(ISBLANK(INDEX($G:$G,)), ISBLANK(INDEX($C:$C,))), \"\", 'PWS Records (System Entry)'!$D$3)","v":"City of Alexandria Water System"},"5224 CRESTWOOD DR","ALEXANDRIA","LA",71303,10726220,31.263863499999999,-92.456278699999999,null,"Unknown","Not Applicable","Don't Know",null,null,null,"Unknown","Not Applicable",null,null,"Lead Status Unknown"]
[{"$f":"IF(AND(ISBLANK(INDEX($G:$G,)), ISBLANK(INDEX($C:$C,))), \"\", 'PWS Records (System Entry)'!$D$4)","v":"LA1079001"},{"$f":"IF(AND(ISBLANK(INDEX($G:$G,)), ISBLANK(INDEX($C:$C,))), \"\", 'PWS Records (System Entry)'!$D$3)","v":"City of Alexandria Water System"},"2207 E TEXAS AVE","ALEXANDRIA","LA",71303,10726244,31.2839788,-92.456068000000002,null,"Unknown","Not Applicable","Don't Know",null,null,null,"Unknown","Not Applicable",null,null,"Lead Status Unknown"]
[{"$f":"IF(AND(ISBLANK(INDEX($G:$G,)), ISBLANK(INDEX($C:$C,))), \"\", 'PWS Records (System Entry)'!$D$4)","v":"LA1079001"},{"$f":"IF(AND(ISBLANK(INDEX($G:$G,)), ISBLANK(INDEX($C:$C,))), \"\", 'PWS Records (System Entry)'!$D$3)","v":"City of Alexandria Water System"},"5902 TORIA DR","ALEXANDRIA","LA",71303,10726252,31.272646300000002,-92.507940099999999,null,"Non-Lead - Other","Installation Record (for example, tap card)","Don't Know",null,null,null,"Non-Lead - Other","Installation Record (for example, tap card)",null,null,"Non-Lead"]
[{"$f":"IF(AND(ISBLANK(INDEX($G:$G,)), ISBLANK(INDEX($C:$C,))), \"\", 'PWS Records (System Entry)'!$D$4)","v":"LA1079001"},{"$f":"IF(AND(ISBLANK(INDEX($G:$G,)), ISBLANK(INDEX($C:$C,))), \"\", 'PWS Records (System Entry)'!$D$3)","v":"City of Alexandria Water System"},"5225 BROADMOOR CT","ALEXANDRIA","LA",71303,10726297,31.2607499,-92.453433099999998,null,"Unknown","Not Applicable","Don't Know",null,null,null,"Unknown","Not Applicable",null,null,"Lead Status Unknown"]
[{"$f":"IF(AND(ISBLANK(INDEX($G:$G,)), ISBLANK(INDEX($C:$C,))), \"\", 'PWS Records (System Entry)'!$D$4)","v":"LA1079001"},{"$f":"IF(AND(ISBLANK(INDEX($G:$G,)), ISBLANK(INDEX($C:$C,))), \"\", 'PWS Records (System Entry)'!$D$3)","v":"City of Alexandria Water System"},"5225 FAIRVIEW AVE","ALEXANDRIA","LA",71303,10726311,31.275282799999999,-92.494456499999998,null,"Non-Lead - Other","Installation Record (for example, tap card)","Don't Know",null,null,null,"Non-Lead - Other","Installation Record (for example, tap card)",null,null,"Non-Lead"]
[{"$f":"IF(AND(ISBLANK(INDEX($G:$G,)), ISBLANK(INDEX($C:$C,))), \"\", 'PWS Records (System Entry)'!$D$4)","v":"LA1079001"},{"$f":"IF(AND(ISBLANK(INDEX($G:$G,)), ISBLANK(INDEX($C:$C,))), \"\", 'PWS Records (System Entry)'!$D$3)","v":"City of Alexandria Water System"},"5903 OSAGE DR","ALEXANDRIA","LA",71303,10726344,31.258465999999999,-92.467095999999998,null,"Non-Lead - Other","Installation Record (for example, tap card)","Don't Know",null,null,null,"Non-Lead - Other","Installation Record (for example, tap card)",null,null,"Non-Lead"]
[{"$f":"IF(AND(ISBLANK(INDEX($G:$G,)), ISBLANK(INDEX($C:$C,))), \"\", 'PWS Records (System Entry)'!$D$4)","v":"LA1079001"},{"$f":"IF(AND(ISBLANK(INDEX($G:$G,)), ISBLANK(INDEX($C:$C,))), \"\", 'PWS Records (System Entry)'!$D$3)","v":"City of Alexandria Water System"},"608 AVOYELLES DR","ALEXANDRIA","LA",71303,10726368,31.282553199999999,-92.413664100000005,null,"Unknown","Not Applicable","Don't Know",null,null,null,"Unknown","Not Applicable",null,null,"Lead Status Unknown"]
[{"$f":"IF(AND(ISBLANK(INDEX($G:$G,)), ISBLANK(INDEX($C:$C,))), \"\", 'PWS Records (System Entry)'!$D$4)","v":"LA1079001"},{"$f":"IF(AND(ISBLANK(INDEX($G:$G,)), ISBLANK(INDEX($C:$C,))), \"\", 'PWS Records (System Entry)'!$D$3)","v":"City of Alexandria Water System"},"4732 JACKSON ST","ALEXANDRIA","LA",71301,10726389,31.275783100000002,-92.481927600000006,null,"Unknown","Not Applicable","Don't Know",null,null,null,"Unknown","Not Applicable",null,null,"Lead Status Unknown"]
[{"$f":"IF(AND(ISBLANK(INDEX($G:$G,)), ISBLANK(INDEX($C:$C,))), \"\", 'PWS Records (System Entry)'!$D$4)","v":"LA1079001"},{"$f":"IF(AND(ISBLANK(INDEX($G:$G,)), ISBLANK(INDEX($C:$C,))), \"\", 'PWS Records (System Entry)'!$D$3)","v":"City of Alexandria Water System"},"5904 LARKSPUR DR","ALEXANDRIA","LA",71303,10726408,31.300947000000001,-92.511659899999998,null,"Unknown","Not Applicable","Don't Know",null,null,null,"Unknown","Not Applicable",null,null,"Lead Status Unknown"]
[{"$f":"IF(AND(ISBLANK(INDEX($G:$G,)), ISBLANK(INDEX($C:$C,))), \"\", 'PWS Records (System Entry)'!$D$4)","v":"LA1079001"},{"$f":"IF(AND(ISBLANK(INDEX($G:$G,)), ISBLANK(INDEX($C:$C,))), \"\", 'PWS Records (System Entry)'!$D$3)","v":"City of Alexandria Water System"},"608 PINE ST","ALEXANDRIA","LA",71303,10726435,31.317847499999999,-92.455033,null,"Unknown","Not Applicable","Don't Know",null,null,null,"Unknown","Not Applicable",null,null,"Lead Status Unknown"]
[{"$f":"IF(AND(ISBLANK(INDEX($G:$G,)), ISBLANK(INDEX($C:$C,))), \"\", 'PWS Records (System Entry)'!$D$4)","v":"LA1079001"},{"$f":"IF(AND(ISBLANK(INDEX($G:$G,)), ISBLANK(INDEX($C:$C,))), \"\", 'PWS Records (System Entry)'!$D$3)","v":"City of Alexandria Water System"},"4736 NATCHEZ ST","ALEXANDRIA","LA",71302,10726444,31.271070000000002,-92.426029999999997,null,"Non-Lead - Plastic","Installation Date after Lead Ban","Don't Know",null,null,null,"Non-Lead - Plastic","Installation Date after Lead Ban",null,null,"Non-Lead"]
[{"$f":"IF(AND(ISBLANK(INDEX($G:$G,)), ISBLANK(INDEX($C:$C,))), \"\", 'PWS Records (System Entry)'!$D$4)","v":"LA1079001"},{"$f":"IF(AND(ISBLANK(INDEX($G:$G,)), ISBLANK(INDEX($C:$C,))), \"\", 'PWS Records (System Entry)'!$D$3)","v":"City of Alexandria Water System"},"2211 MAGNOLIA LN","ALEXANDRIA","LA",71303,10726481,31.2695057,-92.466912800000003,null,"Unknown","Not Applicable","Don't Know",null,null,null,"Unknown","Not Applicable",null,null,"Lead Status Unknown"]
[{"$f":"IF(AND(ISBLANK(INDEX($G:$G,)), ISBLANK(INDEX($C:$C,))), \"\", 'PWS Records (System Entry)'!$D$4)","v":"LA1079001"},{"$f":"IF(AND(ISBLANK(INDEX($G:$G,)), ISBLANK(INDEX($C:$C,))), \"\", 'PWS Records (System Entry)'!$D$3)","v":"City of Alexandria Water System"},"4743 NATCHEZ ST","ALEXANDRIA","LA",71302,10726501,31.2724592,-92.427497700000004,null,"Non-Lead - Plastic","Installation Date after Lead Ban","Don't Know",null,null,null,"Non-Lead - Plastic","Installation Date after Lead Ban",null,null,"Non-Lead"]
[{"$f":"IF(AND(ISBLANK(INDEX($G:$G,)), ISBLANK(INDEX($C:$C,))), \"\", 'PWS Records (System Entry)'!$D$4)","v":"LA1079001"},{"$f":"IF(AND(ISBLANK(INDEX($G:$G,)), ISBLANK(INDEX($C:$C,))), \"\", 'PWS Records (System Entry)'!$D$3)","v":"City of Alexandria Water System"},"4747 OAKMONT VILLAGE DR","ALEXANDRIA","LA",71302,10726534,31.271081899999999,-92.427076299999996,null,"Non-Lead - Plastic","Installation Date after Lead Ban","Don't Know",null,null,null,"Non-Lead - Plastic","Installation Date after Lead Ban",null,null,"Non-Lead"]
[{"$f":"IF(AND(ISBLANK(INDEX($G:$G,)), ISBLANK(INDEX($C:$C,))), \"\", 'PWS Records (System Entry)'!$D$4)","v":"LA1079001"},{"$f":"IF(AND(ISBLANK(INDEX($G:$G,)), ISBLANK(INDEX($C:$C,))), \"\", 'PWS Records (System Entry)'!$D$3)","v":"City of Alexandria Water System"},"5907 DIXIE LN","ALEXANDRIA","LA",71303,10726557,31.254670999999998,-92.465516800000003,null,"Unknown","Not Applicable","Don't Know",null,null,null,"Unknown","Not Applicable",null,null,"Lead Status Unknown"]
[{"$f":"IF(AND(ISBLANK(INDEX($G:$G,)), ISBLANK(INDEX($C:$C,))), \"\", 'PWS Records (System Entry)'!$D$4)","v":"LA1079001"},{"$f":"IF(AND(ISBLANK(INDEX($G:$G,)), ISBLANK(INDEX($C:$C,))), \"\", 'PWS Records (System Entry)'!$D$3)","v":"City of Alexandria Water System"},"609 OSIRIS ST","ALEXANDRIA","LA",71303,10726584,31.269445699999999,-92.495037999999994,null,"Unknown","Not Applicable","Don't Know",null,null,null,"Unknown","Not Applicable",null,null,"Lead Status Unknown"]
[{"$f":"IF(AND(ISBLANK(INDEX($G:$G,)), ISBLANK(INDEX($C:$C,))), \"\", 'PWS Records (System Entry)'!$D$4)","v":"LA1079001"},{"$f":"IF(AND(ISBLANK(INDEX($G:$G,)), ISBLANK(INDEX($C:$C,))), \"\", 'PWS Records (System Entry)'!$D$3)","v":"City of Alexandria Water System"},"4800 VICTORIA DR","ALEXANDRIA","LA",71303,10726600,31.307027099999999,-92.495794500000002,null,"Unknown","Not Applicable","Don't Know",null,null,null,"Unknown","Not Applicable",null,null,"Lead Status Unknown"]
[{"$f":"IF(AND(ISBLANK(INDEX($G:$G,)), ISBLANK(INDEX($C:$C,))), \"\", 'PWS Records (System Entry)'!$D$4)","v":"LA1079001"},{"$f":"IF(AND(ISBLANK(INDEX($G:$G,)), ISBLANK(INDEX($C:$C,))), \"\", 'PWS Records (System Entry)'!$D$3)","v":"City of Alexandria Water System"},"4801 COLLINSBURG DR","ALEXANDRIA","LA",71303,10726628,31.289755499999998,-92.496772300000003,null,"Non-Lead - Other","Installation Record (for example, tap card)","Don't Know",null,null,null,"Non-Lead - Other","Installation Record (for example, tap card)",null,null,"Non-Lead"]
[{"$f":"IF(AND(ISBLANK(INDEX($G:$G,)), ISBLANK(INDEX($C:$C,))), \"\", 'PWS Records (System Entry)'!$D$4)","v":"LA1079001"},{"$f":"IF(AND(ISBLANK(INDEX($G:$G,)), ISBLANK(INDEX($C:$C,))), \"\", 'PWS Records (System Entry)'!$D$3)","v":"City of Alexandria Water System"},"4801 JACKSON ST","ALEXANDRIA","LA",71301,10726637,31.275345999999999,-92.481626000000006,null,"Unknown","Not Applicable","Don't Know",null,null,null,"Unknown","Not Applicable",null,null,"Lead Status Unknown"]
[{"$f":"IF(AND(ISBLANK(INDEX($G:$G,)), ISBLANK(INDEX($C:$C,))), \"\", 'PWS Records (System Entry)'!$D$4)","v":"LA1079001"},{"$f":"IF(AND(ISBLANK(INDEX($G:$G,)), ISBLANK(INDEX($C:$C,))), \"\", 'PWS Records (System Entry)'!$D$3)","v":"City of Alexandria Water System"},"610 W WAY DR","ALEXANDRIA","LA",71303,10726679,31.263378400000001,-92.497487399999997,null,"Non-Lead - Other","Installation Record (for example, tap card)","Don't Know",null,null,null,"Non-Lead - Other","Installation Record (for example, tap card)",null,null,"Non-Lead"]
[{"$f":"IF(AND(ISBLANK(INDEX($G:$G,)), ISBLANK(INDEX($C:$C,))), \"\", 'PWS Records (System Entry)'!$D$4)","v":"LA1079001"},{"$f":"IF(AND(ISBLANK(INDEX($G:$G,)), ISBLANK(INDEX($C:$C,))), \"\", 'PWS Records (System Entry)'!$D$3)","v":"City of Alexandria Water System"},"2216 HILL ST","ALEXANDRIA","LA",71303,10726691,31.295038600000002,-92.457710800000001,null,"Unknown","Not Applicable","Don't Know",null,null,null,"Unknown","Not Applicable",null,null,"Lead Status Unknown"]
[{"$f":"IF(AND(ISBLANK(INDEX($G:$G,)), ISBLANK(INDEX($C:$C,))), \"\", 'PWS Records (System Entry)'!$D$4)","v":"LA1079001"},{"$f":"IF(AND(ISBLANK(INDEX($G:$G,)), ISBLANK(INDEX($C:$C,))), \"\", 'PWS Records (System Entry)'!$D$3)","v":"City of Alexandria Water System"},"5236 LEO ST","ALEXANDRIA","LA",71303,10726724,31.264174700000002,-92.458893399999994,null,"Unknown","Not Applicable","Don't Know",null,null,null,"Unknown","Not Applicable",null,null,"Lead Status Unknown"]
[{"$f":"IF(AND(ISBLANK(INDEX($G:$G,)), ISBLANK(INDEX($C:$C,))), \"\", 'PWS Records (System Entry)'!$D$4)","v":"LA1079001"},{"$f":"IF(AND(ISBLANK(INDEX($G:$G,)), ISBLANK(INDEX($C:$C,))), \"\", 'PWS Records (System Entry)'!$D$3)","v":"City of Alexandria Water System"},"2217 ALMA ST","ALEXANDRIA","LA",71303,10726748,31.302351399999999,-92.465494500000005,null,"Non-Lead - Plastic","Installation Record (for example, tap card)","Don't Know",null,null,null,"Unknown","Not Applicable",null,null,"Lead Status Unknown"]
[{"$f":"IF(AND(ISBLANK(INDEX($G:$G,)), ISBLANK(INDEX($C:$C,))), \"\", 'PWS Records (System Entry)'!$D$4)","v":"LA1079001"},{"$f":"IF(AND(ISBLANK(INDEX($G:$G,)), ISBLANK(INDEX($C:$C,))), \"\", 'PWS Records (System Entry)'!$D$3)","v":"City of Alexandria Water System"},"5909 SKYE ST","ALEXANDRIA","LA",71303,10726756,31.296317800000001,-92.5097758,null,"Unknown","Not Applicable","Don't Know",null,null,null,"Unknown","Not Applicable",null,null,"Lead Status Unknown"]
[{"$f":"IF(AND(ISBLANK(INDEX($G:$G,)), ISBLANK(INDEX($C:$C,))), \"\", 'PWS Records (System Entry)'!$D$4)","v":"LA1079001"},{"$f":"IF(AND(ISBLANK(INDEX($G:$G,)), ISBLANK(INDEX($C:$C,))), \"\", 'PWS Records (System Entry)'!$D$3)","v":"City of Alexandria Water System"},"5910 MARTHAS DR","ALEXANDRIA","LA",71303,10726788,31.323105000000002,-92.473149000000006,null,"Non-Lead - Other","Installation Record (for example, tap card)","Don't Know",null,null,null,"Non-Lead - Other","Installation Record (for example, tap card)",null,null,"Non-Lead"]
[{"$f":"IF(AND(ISBLANK(INDEX($G:$G,)), ISBLANK(INDEX($C:$C,))), \"\", 'PWS Records (System Entry)'!$D$4)","v":"LA1079001"},{"$f":"IF(AND(ISBLANK(INDEX($G:$G,)), ISBLANK(INDEX($C:$C,))), \"\", 'PWS Records (System Entry)'!$D$3)","v":"City of Alexandria Water System"},"5910 SETTLERS DR","ALEXANDRIA","LA",71303,10726815,31.287850800000001,-92.508761000000007,null,"Non-Lead - Other","Installation Record (for example, tap card)","Don't Know",null,null,null,"Non-Lead - Other","Installation Record (for example, tap card)",null,null,"Non-Lead"]
[{"$f":"IF(AND(ISBLANK(INDEX($G:$G,)), ISBLANK(INDEX($C:$C,))), \"\", 'PWS Records (System Entry)'!$D$4)","v":"LA1079001"},{"$f":"IF(AND(ISBLANK(INDEX($G:$G,)), ISBLANK(INDEX($C:$C,))), \"\", 'PWS Records (System Entry)'!$D$3)","v":"City of Alexandria Water System"},"4804 COLLINSBURG DR","ALEXANDRIA","LA",71302,10726829,31.289536099999999,-92.497097999999994,null,"Non-Lead - Other","Installation Record (for example, tap card)","Don't Know",null,null,null,"Non-Lead - Other","Installation Record (for example, tap card)",null,null,"Non-Lead"]
[{"$f":"IF(AND(ISBLANK(INDEX($G:$G,)), ISBLANK(INDEX($C:$C,))), \"\", 'PWS Records (System Entry)'!$D$4)","v":"LA1079001"},{"$f":"IF(AND(ISBLANK(INDEX($G:$G,)), ISBLANK(INDEX($C:$C,))), \"\", 'PWS Records (System Entry)'!$D$3)","v":"City of Alexandria Water System"},"6105 BAYOU CROSSING DR","ALEXANDRIA","LA",71301,10726850,31.263934200000001,-92.500453100000001,null,"Non-Lead - Other","Installation Record (for example, tap card)","Don't Know",null,null,null,"Non-Lead - Other","Installation Record (for example, tap card)",null,null,"Non-Lead"]
[{"$f":"IF(AND(ISBLANK(INDEX($G:$G,)), ISBLANK(INDEX($C:$C,))), \"\", 'PWS Records (System Entry)'!$D$4)","v":"LA1079001"},{"$f":"IF(AND(ISBLANK(INDEX($G:$G,)), ISBLANK(INDEX($C:$C,))), \"\", 'PWS Records (System Entry)'!$D$3)","v":"City of Alexandria Water System"},"2219 ROGERS DR","ALEXANDRIA","LA",71303,10726880,31.267179299999999,-92.470037700000006,null,"Unknown","Not Applicable","Don't Know",null,null,null,"Unknown","Not Applicable",null,null,"Lead Status Unknown"]
[{"$f":"IF(AND(ISBLANK(INDEX($G:$G,)), ISBLANK(INDEX($C:$C,))), \"\", 'PWS Records (System Entry)'!$D$4)","v":"LA1079001"},{"$f":"IF(AND(ISBLANK(INDEX($G:$G,)), ISBLANK(INDEX($C:$C,))), \"\", 'PWS Records (System Entry)'!$D$3)","v":"City of Alexandria Water System"},"2219 WORLEY DR","ALEXANDRIA","LA",71303,10726914,31.2759356,-92.4640974,null,"Unknown","Not Applicable","Don't Know",null,null,null,"Unknown","Not Applicable",null,null,"Lead Status Unknown"]
[{"$f":"IF(AND(ISBLANK(INDEX($G:$G,)), ISBLANK(INDEX($C:$C,))), \"\", 'PWS Records (System Entry)'!$D$4)","v":"LA1079001"},{"$f":"IF(AND(ISBLANK(INDEX($G:$G,)), ISBLANK(INDEX($C:$C,))), \"\", 'PWS Records (System Entry)'!$D$3)","v":"City of Alexandria Water System"},"4806 WILLOWICK BLVD","ALEXANDRIA","LA",71303,10726938,31.277272700000001,-92.486326500000004,null,"Unknown","Not Applicable","Don't Know",null,null,null,"Unknown","Not Applicable",null,null,"Lead Status Unknown"]
[{"$f":"IF(AND(ISBLANK(INDEX($G:$G,)), ISBLANK(INDEX($C:$C,))), \"\", 'PWS Records (System Entry)'!$D$4)","v":"LA1079001"},{"$f":"IF(AND(ISBLANK(INDEX($G:$G,)), ISBLANK(INDEX($C:$C,))), \"\", 'PWS Records (System Entry)'!$D$3)","v":"City of Alexandria Water System"},"5912 OLD BOYCE RD","ALEXANDRIA","LA",71303,10726949,31.343810699999999,-92.512650199999996,null,"Unknown","Not Applicable","Don't Know",null,null,null,"Unknown","Not Applicable",null,null,"Lead Status Unknown"]
[{"$f":"IF(AND(ISBLANK(INDEX($G:$G,)), ISBLANK(INDEX($C:$C,))), \"\", 'PWS Records (System Entry)'!$D$4)","v":"LA1079001"},{"$f":"IF(AND(ISBLANK(INDEX($G:$G,)), ISBLANK(INDEX($C:$C,))), \"\", 'PWS Records (System Entry)'!$D$3)","v":"City of Alexandria Water System"},"6108 NOEL ST","ALEXANDRIA","LA",71303,10726976,31.251982699999999,-92.449879600000003,null,"Unknown","Not Applicable","Don't Know",null,null,null,"Unknown","Not Applicable",null,null,"Lead Status Unknown"]
[{"$f":"IF(AND(ISBLANK(INDEX($G:$G,)), ISBLANK(INDEX($C:$C,))), \"\", 'PWS Records (System Entry)'!$D$4)","v":"LA1079001"},{"$f":"IF(AND(ISBLANK(INDEX($G:$G,)), ISBLANK(INDEX($C:$C,))), \"\", 'PWS Records (System Entry)'!$D$3)","v":"City of Alexandria Water System"},"4808 COLLINSBURG DR","ALEXANDRIA","LA",71303,10727008,31.289276300000001,-92.497279700000007,null,"Non-Lead - Other","Installation Record (for example, tap card)","Don't Know",null,null,null,"Non-Lead - Other","Installation Record (for example, tap card)",null,null,"Non-Lead"]
[{"$f":"IF(AND(ISBLANK(INDEX($G:$G,)), ISBLANK(INDEX($C:$C,))), \"\", 'PWS Records (System Entry)'!$D$4)","v":"LA1079001"},{"$f":"IF(AND(ISBLANK(INDEX($G:$G,)), ISBLANK(INDEX($C:$C,))), \"\", 'PWS Records (System Entry)'!$D$3)","v":"City of Alexandria Water System"},"4808 CONNELLA DR","ALEXANDRIA","LA",71303,10727012,31.256028700000002,-92.443351699999994,null,"Unknown","Not Applicable","Don't Know",null,null,null,"Unknown","Not Applicable",null,null,"Lead Status Unknown"]
[{"$f":"IF(AND(ISBLANK(INDEX($G:$G,)), ISBLANK(INDEX($C:$C,))), \"\", 'PWS Records (System Entry)'!$D$4)","v":"LA1079001"},{"$f":"IF(AND(ISBLANK(INDEX($G:$G,)), ISBLANK(INDEX($C:$C,))), \"\", 'PWS Records (System Entry)'!$D$3)","v":"City of Alexandria Water System"},"5913 SETTLERS DR","ALEXANDRIA","LA",71303,10727042,31.287833200000001,-92.508821299999994,null,"Non-Lead - Other","Installation Record (for example, tap card)","Don't Know",null,null,null,"Non-Lead - Other","Installation Record (for example, tap card)",null,null,"Non-Lead"]
[{"$f":"IF(AND(ISBLANK(INDEX($G:$G,)), ISBLANK(INDEX($C:$C,))), \"\", 'PWS Records (System Entry)'!$D$4)","v":"LA1079001"},{"$f":"IF(AND(ISBLANK(INDEX($G:$G,)), ISBLANK(INDEX($C:$C,))), \"\", 'PWS Records (System Entry)'!$D$3)","v":"City of Alexandria Water System"},"5914 NOEL ST","ALEXANDRIA","LA",71303,10727070,31.253545299999999,-92.4495304,null,"Unknown","Not Applicable","Don't Know",null,null,null,"Unknown","Not Applicable",null,null,"Lead Status Unknown"]
[{"$f":"IF(AND(ISBLANK(INDEX($G:$G,)), ISBLANK(INDEX($C:$C,))), \"\", 'PWS Records (System Entry)'!$D$4)","v":"LA1079001"},{"$f":"IF(AND(ISBLANK(INDEX($G:$G,)), ISBLANK(INDEX($C:$C,))), \"\", 'PWS Records (System Entry)'!$D$3)","v":"City of Alexandria Water System"},"5914 PROVINE PL","ALEXANDRIA","LA",71303,10727104,31.290497500000001,-92.508709899999999,null,"Non-Lead - Plastic","Installation Date after Lead Ban","Don't Know",null,null,null,"Non-Lead - Plastic","Installation Date after Lead Ban",null,null,"Non-Lead"]
[{"$f":"IF(AND(ISBLANK(INDEX($G:$G,)), ISBLANK(INDEX($C:$C,))), \"\", 'PWS Records (System Entry)'!$D$4)","v":"LA1079001"},{"$f":"IF(AND(ISBLANK(INDEX($G:$G,)), ISBLANK(INDEX($C:$C,))), \"\", 'PWS Records (System Entry)'!$D$3)","v":"City of Alexandria Water System"},"611 WIMBLEDON BLVD","ALEXANDRIA","LA",71303,10727128,31.281846600000002,-92.488414800000001,null,"Unknown","Not Applicable","Don't Know",null,null,null,"Unknown","Not Applicable",null,null,"Lead Status Unknown"]
[{"$f":"IF(AND(ISBLANK(INDEX($G:$G,)), ISBLANK(INDEX($C:$C,))), \"\", 'PWS Records (System Entry)'!$D$4)","v":"LA1079001"},{"$f":"IF(AND(ISBLANK(INDEX($G:$G,)), ISBLANK(INDEX($C:$C,))), \"\", 'PWS Records (System Entry)'!$D$3)","v":"City of Alexandria Water System"},"2224 MARYE ST","ALEXANDRIA","LA",71303,10727146,31.2994153,-92.4620903,null,"Unknown","Not Applicable","Don't Know",null,null,null,"Unknown","Not Applicable",null,null,"Lead Status Unknown"]
[{"$f":"IF(AND(ISBLANK(INDEX($G:$G,)), ISBLANK(INDEX($C:$C,))), \"\", 'PWS Records (System Entry)'!$D$4)","v":"LA1079001"},{"$f":"IF(AND(ISBLANK(INDEX($G:$G,)), ISBLANK(INDEX($C:$C,))), \"\", 'PWS Records (System Entry)'!$D$3)","v":"City of Alexandria Water System"},"5245 LARK LN","ALEXANDRIA","LA",71303,10727165,31.2733065,-92.493183200000004,null,"Unknown","Not Applicable","Don't Know",null,null,null,"Unknown","Not Applicable",null,null,"Lead Status Unknown"]
[{"$f":"IF(AND(ISBLANK(INDEX($G:$G,)), ISBLANK(INDEX($C:$C,))), \"\", 'PWS Records (System Entry)'!$D$4)","v":"LA1079001"},{"$f":"IF(AND(ISBLANK(INDEX($G:$G,)), ISBLANK(INDEX($C:$C,))), \"\", 'PWS Records (System Entry)'!$D$3)","v":"City of Alexandria Water System"},"4811 WHITECHAPEL BLVD","ALEXANDRIA","LA",71303,10727195,31.280598000000001,-92.491916099999997,null,"Unknown","Not Applicable","Don't Know",null,null,null,"Unknown","Not Applicable",null,null,"Lead Status Unknown"]
[{"$f":"IF(AND(ISBLANK(INDEX($G:$G,)), ISBLANK(INDEX($C:$C,))), \"\", 'PWS Records (System Entry)'!$D$4)","v":"LA1079001"},{"$f":"IF(AND(ISBLANK(INDEX($G:$G,)), ISBLANK(INDEX($C:$C,))), \"\", 'PWS Records (System Entry)'!$D$3)","v":"City of Alexandria Water System"},"2225 N BOLTON AVE","ALEXANDRIA","LA",71303,10727201,31.323022300000002,-92.477332500000003,null,"Unknown","Not Applicable","Don't Know",null,null,null,"Unknown","Not Applicable",null,null,"Lead Status Unknown"]
[{"$f":"IF(AND(ISBLANK(INDEX($G:$G,)), ISBLANK(INDEX($C:$C,))), \"\", 'PWS Records (System Entry)'!$D$4)","v":"LA1079001"},{"$f":"IF(AND(ISBLANK(INDEX($G:$G,)), ISBLANK(INDEX($C:$C,))), \"\", 'PWS Records (System Entry)'!$D$3)","v":"City of Alexandria Water System"},"5916 NAVAHO TRL","ALEXANDRIA","LA",71303,10727239,31.262059900000001,-92.483931100000007,null,"Unknown","Not Applicable","Don't Know",null,null,null,"Unknown","Not Applicable",null,null,"Lead Status Unknown"]
[{"$f":"IF(AND(ISBLANK(INDEX($G:$G,)), ISBLANK(INDEX($C:$C,))), \"\", 'PWS Records (System Entry)'!$D$4)","v":"LA1079001"},{"$f":"IF(AND(ISBLANK(INDEX($G:$G,)), ISBLANK(INDEX($C:$C,))), \"\", 'PWS Records (System Entry)'!$D$3)","v":"City of Alexandria Water System"},"5917 BOCAGE DR","ALEXANDRIA","LA",71303,10727260,31.268691,-92.504280800000004,null,"Non-Lead - Other","Installation Record (for example, tap card)","Don't Know",null,null,null,"Non-Lead - Other","Installation Record (for example, tap card)",null,null,"Non-Lead"]
[{"$f":"IF(AND(ISBLANK(INDEX($G:$G,)), ISBLANK(INDEX($C:$C,))), \"\", 'PWS Records (System Entry)'!$D$4)","v":"LA1079001"},{"$f":"IF(AND(ISBLANK(INDEX($G:$G,)), ISBLANK(INDEX($C:$C,))), \"\", 'PWS Records (System Entry)'!$D$3)","v":"City of Alexandria Water System"},"6116 MARTHAS DR","ALEXANDRIA","LA",71303,10727298,31.288884599999999,-92.511412899999996,null,"Non-Lead - Other","Installation Record (for example, tap card)","Don't Know",null,null,null,"Non-Lead - Other","Installation Record (for example, tap card)",null,null,"Non-Lead"]
[{"$f":"IF(AND(ISBLANK(INDEX($G:$G,)), ISBLANK(INDEX($C:$C,))), \"\", 'PWS Records (System Entry)'!$D$4)","v":"LA1079001"},{"$f":"IF(AND(ISBLANK(INDEX($G:$G,)), ISBLANK(INDEX($C:$C,))), \"\", 'PWS Records (System Entry)'!$D$3)","v":"City of Alexandria Water System"},"5920 BENJAMIN ST","ALEXANDRIA","LA",71303,10727319,31.298219799999998,-92.510794899999993,null,"Unknown","Not Applicable","Don't Know",null,null,null,"Unknown","Not Applicable",null,null,"Lead Status Unknown"]
[{"$f":"IF(AND(ISBLANK(INDEX($G:$G,)), ISBLANK(INDEX($C:$C,))), \"\", 'PWS Records (System Entry)'!$D$4)","v":"LA1079001"},{"$f":"IF(AND(ISBLANK(INDEX($G:$G,)), ISBLANK(INDEX($C:$C,))), \"\", 'PWS Records (System Entry)'!$D$3)","v":"City of Alexandria Water System"},"5920 COLISEUM BLVD","ALEXANDRIA","LA",71303,10727340,31.295689100000001,-92.511263400000004,null,"Unknown","Not Applicable","Don't Know",null,null,null,"Unknown","Not Applicable",null,null,"Lead Status Unknown"]
[{"$f":"IF(AND(ISBLANK(INDEX($G:$G,)), ISBLANK(INDEX($C:$C,))), \"\", 'PWS Records (System Entry)'!$D$4)","v":"LA1079001"},{"$f":"IF(AND(ISBLANK(INDEX($G:$G,)), ISBLANK(INDEX($C:$C,))), \"\", 'PWS Records (System Entry)'!$D$3)","v":"City of Alexandria Water System"},"6119 COCO DR","ALEXANDRIA","LA",71303,10727352,31.264919500000001,-92.493261700000005,null,"Unknown","Not Applicable","Don't Know",null,null,null,"Unknown","Not Applicable",null,null,"Lead Status Unknown"]
[{"$f":"IF(AND(ISBLANK(INDEX($G:$G,)), ISBLANK(INDEX($C:$C,))), \"\", 'PWS Records (System Entry)'!$D$4)","v":"LA1079001"},{"$f":"IF(AND(ISBLANK(INDEX($G:$G,)), ISBLANK(INDEX($C:$C,))), \"\", 'PWS Records (System Entry)'!$D$3)","v":"City of Alexandria Water System"},"4816 COLLINSBURG DR","ALEXANDRIA","LA",71302,10727385,31.288697899999999,-92.497522000000004,null,"Non-Lead - Plastic","Installation Date after Lead Ban","Don't Know",null,null,null,"Non-Lead - Plastic","Installation Date after Lead Ban",null,null,"Non-Lead"]
[{"$f":"IF(AND(ISBLANK(INDEX($G:$G,)), ISBLANK(INDEX($C:$C,))), \"\", 'PWS Records (System Entry)'!$D$4)","v":"LA1079001"},{"$f":"IF(AND(ISBLANK(INDEX($G:$G,)), ISBLANK(INDEX($C:$C,))), \"\", 'PWS Records (System Entry)'!$D$3)","v":"City of Alexandria Water System"},"4816 CONNELLA DR","ALEXANDRIA","LA",71303,10727394,31.255273500000001,-92.443145000000001,null,"Non-Lead - Other","Installation Date after Lead Ban","Don't Know",null,null,null,"Non-Lead - Other","Installation Date after Lead Ban",null,null,{"$f":"IF(AND(INDEX($K:$K,)=\"\", INDEX($L:$L,)=\"\", INDEX($M:$M,)=\"\", INDEX($Q:$Q,)=\"\", INDEX($R:$R,)=\"\"), \"\", IF(OR(INDEX($K:$K,)=\"Lead\",INDEX($Q:$Q,)=\"Lead\"),\"Lead\",IF(OR(AND(OR(INDEX($M:$M,)=\"Yes\", INDEX($M:$M,)=\"Don't Know\", INDEX($M:$M,)=\"\"), INDEX($Q:$Q,)=\"Galvanized Iron/Steel\"), AND(INDEX($K:$K,)=\"Unknown\", INDEX($M:$M,)=\"No\", INDEX($Q:$Q,)=\"Galvanized Iron/Steel\")), \"Galvanized Requiring Replacement\", IF(OR(AND(OR(INDEX($K:$K,)=\"Galvanized Iron/Steel\", INDEX($K:$K,)=\"Non-Lead - Copper\", INDEX($K:$K,)=\"Non-Lead - Plastic\", INDEX($K:$K,)=\"Non-Lead - Other\", INDEX($K:$K,)=\"Non-Lead - Material Unknown\", INDEX($K:$K,)=\"No System Owned Portion\"), OR(INDEX($Q:$Q,)=\"Galvanized Iron/Steel\", INDEX($Q:$Q,)=\"Non-Lead - Copper\", INDEX($Q:$Q,)=\"Non-Lead - Plastic\", INDEX($Q:$Q,)=\"Non-Lead - Other\", INDEX($Q:$Q,)=\"Non-Lead - Predictive Model\", INDEX($Q:$Q,)=\"No Customer Owned Portion\")), AND(OR( INDEX($K:$K,)=\"Galvanized Iron/Steel\", INDEX($K:$K,)=\"Non-Lead - Copper\", INDEX($K:$K,)=\"Non-Lead - Plastic\", INDEX($K:$K,)=\"Non-Lead - Other\", INDEX($K:$K,)=\"Non-Lead - Material Unknown\", INDEX($K:$K,)=\"No System Owned Portion\"), INDEX($M:$M,)=\"No\", INDEX($Q:$Q,)=\"Non-Lead - Material Unknown\")), \"Non-Lead\", \"Lead Status Unknown\"))))","v":"Non-Lead"}]
[{"$f":"IF(AND(ISBLANK(INDEX($G:$G,)), ISBLANK(INDEX($C:$C,))), \"\", 'PWS Records (System Entry)'!$D$4)","v":"LA1079001"},{"$f":"IF(AND(ISBLANK(INDEX($G:$G,)), ISBLANK(INDEX($C:$C,))), \"\", 'PWS Records (System Entry)'!$D$3)","v":"City of Alexandria Water System"},"4817 WHITEHALL BLVD","ALEXANDRIA","LA",71303,10727433,31.280275400000001,-92.490820499999998,null,"Unknown","Not Applicable","Don't Know",null,null,null,"Unknown","Not Applicable",null,null,"Lead Status Unknown"]
[{"$f":"IF(AND(ISBLANK(INDEX($G:$G,)), ISBLANK(INDEX($C:$C,))), \"\", 'PWS Records (System Entry)'!$D$4)","v":"LA1079001"},{"$f":"IF(AND(ISBLANK(INDEX($G:$G,)), ISBLANK(INDEX($C:$C,))), \"\", 'PWS Records (System Entry)'!$D$3)","v":"City of Alexandria Water System"},"2231 ELLIOTT ST","ALEXANDRIA","LA",71303,10727450,31.299923799999998,-92.463169600000001,null,"Unknown","Not Applicable","Don't Know",null,null,null,"Unknown","Not Applicable",null,null,"Lead Status Unknown"]
[{"$f":"IF(AND(ISBLANK(INDEX($G:$G,)), ISBLANK(INDEX($C:$C,))), \"\", 'PWS Records (System Entry)'!$D$4)","v":"LA1079001"},{"$f":"IF(AND(ISBLANK(INDEX($G:$G,)), ISBLANK(INDEX($C:$C,))), \"\", 'PWS Records (System Entry)'!$D$3)","v":"City of Alexandria Water System"},"5924 ORLEANS PL","ALEXANDRIA","LA",71303,10727476,31.297695699999998,-92.509874499999995,null,"Unknown","Not Applicable","Don't Know",null,null,null,"Unknown","Not Applicable",null,null,"Lead Status Unknown"]
[{"$f":"IF(AND(ISBLANK(INDEX($G:$G,)), ISBLANK(INDEX($C:$C,))), \"\", 'PWS Records (System Entry)'!$D$4)","v":"LA1079001"},{"$f":"IF(AND(ISBLANK(INDEX($G:$G,)), ISBLANK(INDEX($C:$C,))), \"\", 'PWS Records (System Entry)'!$D$3)","v":"City of Alexandria Water System"},"2232 THORNTON CT","ALEXANDRIA","LA",71303,10727507,31.295588299999999,-92.458846800000003,null,"Unknown","Not Applicable","Don't Know",null,null,null,"Unknown","Not Applicable",null,null,"Lead Status Unknown"]
[{"$f":"IF(AND(ISBLANK(INDEX($G:$G,)), ISBLANK(INDEX($C:$C,))), \"\", 'PWS Records (System Entry)'!$D$4)","v":"LA1079001"},{"$f":"IF(AND(ISBLANK(INDEX($G:$G,)), ISBLANK(INDEX($C:$C,))), \"\", 'PWS Records (System Entry)'!$D$3)","v":"City of Alexandria Water System"},"2232 WORLEY DR","ALEXANDRIA","LA",71303,10727513,31.2755467,-92.463437299999995,null,"Unknown","Not Applicable","Don't Know",null,null,null,"Unknown","Not Applicable",null,null,"Lead Status Unknown"]
[{"$f":"IF(AND(ISBLANK(INDEX($G:$G,)), ISBLANK(INDEX($C:$C,))), \"\", 'PWS Records (System Entry)'!$D$4)","v":"LA1079001"},{"$f":"IF(AND(ISBLANK(INDEX($G:$G,)), ISBLANK(INDEX($C:$C,))), \"\", 'PWS Records (System Entry)'!$D$3)","v":"City of Alexandria Water System"},"5927 HANNAH DR","ALEXANDRIA","LA",71303,10727542,31.2713137,-92.507558099999997,null,"Non-Lead - Other","Installation Record (for example, tap card)","Don't Know",null,null,null,"Non-Lead - Other","Installation Record (for example, tap card)",null,null,"Non-Lead"]
[{"$f":"IF(AND(ISBLANK(INDEX($G:$G,)), ISBLANK(INDEX($C:$C,))), \"\", 'PWS Records (System Entry)'!$D$4)","v":"LA1079001"},{"$f":"IF(AND(ISBLANK(INDEX($G:$G,)), ISBLANK(INDEX($C:$C,))), \"\", 'PWS Records (System Entry)'!$D$3)","v":"City of Alexandria Water System"},"2234 MADELINE ST","ALEXANDRIA","LA",71303,10727574,31.300657699999999,-92.464139599999996,null,"Unknown","Not Applicable","Don't Know",null,null,null,"Unknown","Not Applicable",null,null,"Lead Status Unknown"]
[{"$f":"IF(AND(ISBLANK(INDEX($G:$G,)), ISBLANK(INDEX($C:$C,))), \"\", 'PWS Records (System Entry)'!$D$4)","v":"LA1079001"},{"$f":"IF(AND(ISBLANK(INDEX($G:$G,)), ISBLANK(INDEX($C:$C,))), \"\", 'PWS Records (System Entry)'!$D$3)","v":"City of Alexandria Water System"},"6121 MARTHAS DR","ALEXANDRIA","LA",71303,10727586,31.2888372,-92.511677000000006,null,"Non-Lead - Other","Installation Record (for example, tap card)","Don't Know",null,null,null,"Non-Lead - Other","Installation Record (for example, tap card)",null,null,"Non-Lead"]
[{"$f":"IF(AND(ISBLANK(INDEX($G:$G,)), ISBLANK(INDEX($C:$C,))), \"\", 'PWS Records (System Entry)'!$D$4)","v":"LA1079001"},{"$f":"IF(AND(ISBLANK(INDEX($G:$G,)), ISBLANK(INDEX($C:$C,))), \"\", 'PWS Records (System Entry)'!$D$3)","v":"City of Alexandria Water System"},"5932 HANNAH DR","ALEXANDRIA","LA",71301,10727628,31.271232300000001,-92.507665599999996,null,"Non-Lead - Other","Installation Record (for example, tap card)","Don't Know",null,null,null,"Non-Lead - Other","Installation Record (for example, tap card)",null,null,"Non-Lead"]
[{"$f":"IF(AND(ISBLANK(INDEX($G:$G,)), ISBLANK(INDEX($C:$C,))), \"\", 'PWS Records (System Entry)'!$D$4)","v":"LA1079001"},{"$f":"IF(AND(ISBLANK(INDEX($G:$G,)), ISBLANK(INDEX($C:$C,))), \"\", 'PWS Records (System Entry)'!$D$3)","v":"City of Alexandria Water System"},"4830 COLLINSBURG DR","ALEXANDRIA","LA",71303,10727642,31.386572999999999,-92.422798,null,"Non-Lead - Other","Installation Record (for example, tap card)","Don't Know",null,null,null,"Non-Lead - Other","Installation Record (for example, tap card)",null,null,"Non-Lead"]
[{"$f":"IF(AND(ISBLANK(INDEX($G:$G,)), ISBLANK(INDEX($C:$C,))), \"\", 'PWS Records (System Entry)'!$D$4)","v":"LA1079001"},{"$f":"IF(AND(ISBLANK(INDEX($G:$G,)), ISBLANK(INDEX($C:$C,))), \"\", 'PWS Records (System Entry)'!$D$3)","v":"City of Alexandria Water System"},"5934 RON MAR DR","ALEXANDRIA","LA",71303,10727666,31.272073299999999,-92.509664599999994,null,"Non-Lead - Other","Installation Record (for example, tap card)","Don't Know",null,null,null,"Non-Lead - Other","Installation Record (for example, tap card)",null,null,"Non-Lead"]
[{"$f":"IF(AND(ISBLANK(INDEX($G:$G,)), ISBLANK(INDEX($C:$C,))), \"\", 'PWS Records (System Entry)'!$D$4)","v":"LA1079001"},{"$f":"IF(AND(ISBLANK(INDEX($G:$G,)), ISBLANK(INDEX($C:$C,))), \"\", 'PWS Records (System Entry)'!$D$3)","v":"City of Alexandria Water System"},"5936 HANNAH DR","ALEXANDRIA","LA",71301,10727697,31.2708391,-92.507902200000004,null,"Non-Lead - Other","Installation Record (for example, tap card)","Don't Know",null,null,null,"Non-Lead - Other","Installation Record (for example, tap card)",null,null,"Non-Lead"]
[{"$f":"IF(AND(ISBLANK(INDEX($G:$G,)), ISBLANK(INDEX($C:$C,))), \"\", 'PWS Records (System Entry)'!$D$4)","v":"LA1079001"},{"$f":"IF(AND(ISBLANK(INDEX($G:$G,)), ISBLANK(INDEX($C:$C,))), \"\", 'PWS Records (System Entry)'!$D$3)","v":"City of Alexandria Water System"},"5936 TORIA DR","ALEXANDRIA","LA",71303,10727708,31.271388399999999,-92.508771499999995,null,"Non-Lead - Other","Installation Record (for example, tap card)","Don't Know",null,null,null,"Non-Lead - Other","Installation Record (for example, tap card)",null,null,"Non-Lead"]
[{"$f":"IF(AND(ISBLANK(INDEX($G:$G,)), ISBLANK(INDEX($C:$C,))), \"\", 'PWS Records (System Entry)'!$D$4)","v":"LA1079001"},{"$f":"IF(AND(ISBLANK(INDEX($G:$G,)), ISBLANK(INDEX($C:$C,))), \"\", 'PWS Records (System Entry)'!$D$3)","v":"City of Alexandria Water System"},"5274 RUE NOTRE DAME","ALEXANDRIA","LA",71303,10727732,31.274329900000001,-92.4983936,null,"Non-Lead - Other","Installation Record (for example, tap card)","Don't Know",null,null,null,"Non-Lead - Other","Installation Record (for example, tap card)",null,null,"Non-Lead"]
[{"$f":"IF(AND(ISBLANK(INDEX($G:$G,)), ISBLANK(INDEX($C:$C,))), \"\", 'PWS Records (System Entry)'!$D$4)","v":"LA1079001"},{"$f":"IF(AND(ISBLANK(INDEX($G:$G,)), ISBLANK(INDEX($C:$C,))), \"\", 'PWS Records (System Entry)'!$D$3)","v":"City of Alexandria Water System"},"224 EVANGELINE LN","ALEXANDRIA","LA",71303,10727763,31.2899867,-92.412267200000002,null,"Unknown","Not Applicable","Don't Know",null,null,null,"Unknown","Not Applicable",null,null,"Lead Status Unknown"]
[{"$f":"IF(AND(ISBLANK(INDEX($G:$G,)), ISBLANK(INDEX($C:$C,))), \"\", 'PWS Records (System Entry)'!$D$4)","v":"LA1079001"},{"$f":"IF(AND(ISBLANK(INDEX($G:$G,)), ISBLANK(INDEX($C:$C,))), \"\", 'PWS Records (System Entry)'!$D$3)","v":"City of Alexandria Water System"},"4902 W SANDY BAYOU DR","ALEXANDRIA","LA",71301,10727788,31.2844324,-92.415923000000006,null,"Unknown","Not Applicable","Don't Know",null,null,null,"Unknown","Not Applicable",null,null,"Lead Status Unknown"]
[{"$f":"IF(AND(ISBLANK(INDEX($G:$G,)), ISBLANK(INDEX($C:$C,))), \"\", 'PWS Records (System Entry)'!$D$4)","v":"LA1079001"},{"$f":"IF(AND(ISBLANK(INDEX($G:$G,)), ISBLANK(INDEX($C:$C,))), \"\", 'PWS Records (System Entry)'!$D$3)","v":"City of Alexandria Water System"},"6129 MARTHAS DR","ALEXANDRIA","LA",71303,10727800,31.288872000000001,-92.512128000000004,null,"Non-Lead - Other","Installation Record (for example, tap card)","Don't Know",null,null,null,"Non-Lead - Other","Installation Record (for example, tap card)",null,null,"Non-Lead"]
[{"$f":"IF(AND(ISBLANK(INDEX($G:$G,)), ISBLANK(INDEX($C:$C,))), \"\", 'PWS Records (System Entry)'!$D$4)","v":"LA1079001"},{"$f":"IF(AND(ISBLANK(INDEX($G:$G,)), ISBLANK(INDEX($C:$C,))), \"\", 'PWS Records (System Entry)'!$D$3)","v":"City of Alexandria Water System"},"528 REDBIRD DR","ALEXANDRIA","LA",71303,10727833,31.3020304,-92.507612699999996,null,"Unknown","Not Applicable","Don't Know",null,null,null,"Unknown","Not Applicable",null,null,"Lead Status Unknown"]
[{"$f":"IF(AND(ISBLANK(INDEX($G:$G,)), ISBLANK(INDEX($C:$C,))), \"\", 'PWS Records (System Entry)'!$D$4)","v":"LA1079001"},{"$f":"IF(AND(ISBLANK(INDEX($G:$G,)), ISBLANK(INDEX($C:$C,))), \"\", 'PWS Records (System Entry)'!$D$3)","v":"City of Alexandria Water System"},"613 RIVERBEND DR","ALEXANDRIA","LA",71302,10727856,31.294270600000001,-92.427069000000003,null,"Non-Lead - Plastic","Installation Date after Lead Ban","Don't Know",null,null,null,"Non-Lead - Plastic","Installation Date after Lead Ban",null,null,"Non-Lead"]
[{"$f":"IF(AND(ISBLANK(INDEX($G:$G,)), ISBLANK(INDEX($C:$C,))), \"\", 'PWS Records (System Entry)'!$D$4)","v":"LA1079001"},{"$f":"IF(AND(ISBLANK(INDEX($G:$G,)), ISBLANK(INDEX($C:$C,))), \"\", 'PWS Records (System Entry)'!$D$3)","v":"City of Alexandria Water System"},"6130 PINERIDGE AVE","ALEXANDRIA","LA",71303,10727889,31.2611943,-92.490001000000007,null,"Non-Lead - Plastic","Installation Record (for example, tap card)","Don't Know",null,null,null,"Unknown","Not Applicable",null,null,"Lead Status Unknown"]
[{"$f":"IF(AND(ISBLANK(INDEX($G:$G,)), ISBLANK(INDEX($C:$C,))), \"\", 'PWS Records (System Entry)'!$D$4)","v":"LA1079001"},{"$f":"IF(AND(ISBLANK(INDEX($G:$G,)), ISBLANK(INDEX($C:$C,))), \"\", 'PWS Records (System Entry)'!$D$3)","v":"City of Alexandria Water System"},"529 HAROLD GLEN ST","ALEXANDRIA","LA",71303,10727903,31.289942,-92.419584099999994,null,"Unknown","Not Applicable","Don't Know",null,null,null,"Unknown","Not Applicable",null,null,"Lead Status Unknown"]
[{"$f":"IF(AND(ISBLANK(INDEX($G:$G,)), ISBLANK(INDEX($C:$C,))), \"\", 'PWS Records (System Entry)'!$D$4)","v":"LA1079001"},{"$f":"IF(AND(ISBLANK(INDEX($G:$G,)), ISBLANK(INDEX($C:$C,))), \"\", 'PWS Records (System Entry)'!$D$3)","v":"City of Alexandria Water System"},"225 BELIER ST","ALEXANDRIA","LA",71303,10727921,31.307237900000001,-92.439072199999998,null,"Unknown","Not Applicable","Don't Know",null,null,null,"Unknown","Not Applicable",null,null,"Lead Status Unknown"]
[{"$f":"IF(AND(ISBLANK(INDEX($G:$G,)), ISBLANK(INDEX($C:$C,))), \"\", 'PWS Records (System Entry)'!$D$4)","v":"LA1079001"},{"$f":"IF(AND(ISBLANK(INDEX($G:$G,)), ISBLANK(INDEX($C:$C,))), \"\", 'PWS Records (System Entry)'!$D$3)","v":"City of Alexandria Water System"},"5955 TORIA DR","ALEXANDRIA","LA",71303,10727955,31.270565900000001,-92.509501999999998,null,"Non-Lead - Other","Installation Record (for example, tap card)","Don't Know",null,null,null,"Non-Lead - Other","Installation Record (for example, tap card)",null,null,"Non-Lead"]
[{"$f":"IF(AND(ISBLANK(INDEX($G:$G,)), ISBLANK(INDEX($C:$C,))), \"\", 'PWS Records (System Entry)'!$D$4)","v":"LA1079001"},{"$f":"IF(AND(ISBLANK(INDEX($G:$G,)), ISBLANK(INDEX($C:$C,))), \"\", 'PWS Records (System Entry)'!$D$3)","v":"City of Alexandria Water System"},"6133 YOHO DR","ALEXANDRIA","LA",71303,10727980,31.260411000000001,-92.489343599999998,null,"Unknown","Not Applicable","Don't Know",null,null,null,"Unknown","Not Applicable",null,null,"Lead Status Unknown"]
[{"$f":"IF(AND(ISBLANK(INDEX($G:$G,)), ISBLANK(INDEX($C:$C,))), \"\", 'PWS Records (System Entry)'!$D$4)","v":"LA1079001"},{"$f":"IF(AND(ISBLANK(INDEX($G:$G,)), ISBLANK(INDEX($C:$C,))), \"\", 'PWS Records (System Entry)'!$D$3)","v":"City of Alexandria Water System"},"4907 VICTORIA DR","ALEXANDRIA","LA",71303,10727995,31.305672000000001,-92.498266099999995,null,"Unknown","Not Applicable","Don't Know",null,null,null,"Unknown","Not Applicable",null,null,"Lead Status Unknown"]
[{"$f":"IF(AND(ISBLANK(INDEX($G:$G,)), ISBLANK(INDEX($C:$C,))), \"\", 'PWS Records (System Entry)'!$D$4)","v":"LA1079001"},{"$f":"IF(AND(ISBLANK(INDEX($G:$G,)), ISBLANK(INDEX($C:$C,))), \"\", 'PWS Records (System Entry)'!$D$3)","v":"City of Alexandria Water System"},"530 PARK PLACE DR","ALEXANDRIA","LA",71303,10728020,31.286633299999998,-92.463861899999998,null,"Unknown","Not Applicable","Don't Know",null,null,null,"Unknown","Not Applicable",null,null,"Lead Status Unknown"]
[{"$f":"IF(AND(ISBLANK(INDEX($G:$G,)), ISBLANK(INDEX($C:$C,))), \"\", 'PWS Records (System Entry)'!$D$4)","v":"LA1079001"},{"$f":"IF(AND(ISBLANK(INDEX($G:$G,)), ISBLANK(INDEX($C:$C,))), \"\", 'PWS Records (System Entry)'!$D$3)","v":"City of Alexandria Water System"},"4909 LISA ST APT B","ALEXANDRIA","LA",71302,10728046,31.2516572,-92.446592699999997,null,"Unknown","Not Applicable","Don't Know",null,null,null,"Unknown","Not Applicable",null,null,"Lead Status Unknown"]
[{"$f":"IF(AND(ISBLANK(INDEX($G:$G,)), ISBLANK(INDEX($C:$C,))), \"\", 'PWS Records (System Entry)'!$D$4)","v":"LA1079001"},{"$f":"IF(AND(ISBLANK(INDEX($G:$G,)), ISBLANK(INDEX($C:$C,))), \"\", 'PWS Records (System Entry)'!$D$3)","v":"City of Alexandria Water System"},"5300 ENGLAND DR LOT 9","ALEXANDRIA","LA",71303,10728078,31.334126300000001,-92.508058500000004,null,"Unknown","Not Applicable","Don't Know",null,null,null,"Unknown","Not Applicable",null,null,"Lead Status Unknown"]
[{"$f":"IF(AND(ISBLANK(INDEX($G:$G,)), ISBLANK(INDEX($C:$C,))), \"\", 'PWS Records (System Entry)'!$D$4)","v":"LA1079001"},{"$f":"IF(AND(ISBLANK(INDEX($G:$G,)), ISBLANK(INDEX($C:$C,))), \"\", 'PWS Records (System Entry)'!$D$3)","v":"City of Alexandria Water System"},"5964 DEERFIELD DR","ALEXANDRIA","LA",71303,10728098,31.251695300000002,-92.469388800000004,null,"Unknown","Not Applicable","Don't Know",null,null,null,"Unknown","Not Applicable",null,null,{"$f":"IF(AND(INDEX($K:$K,)=\"\", INDEX($L:$L,)=\"\", INDEX($M:$M,)=\"\", INDEX($Q:$Q,)=\"\", INDEX($R:$R,)=\"\"), \"\", IF(OR(INDEX($K:$K,)=\"Lead\",INDEX($Q:$Q,)=\"Lead\"),\"Lead\",IF(OR(AND(OR(INDEX($M:$M,)=\"Yes\", INDEX($M:$M,)=\"Don't Know\", INDEX($M:$M,)=\"\"), INDEX($Q:$Q,)=\"Galvanized Iron/Steel\"), AND(INDEX($K:$K,)=\"Unknown\", INDEX($M:$M,)=\"No\", INDEX($Q:$Q,)=\"Galvanized Iron/Steel\")), \"Galvanized Requiring Replacement\", IF(OR(AND(OR(INDEX($K:$K,)=\"Galvanized Iron/Steel\", INDEX($K:$K,)=\"Non-Lead - Copper\", INDEX($K:$K,)=\"Non-Lead - Plastic\", INDEX($K:$K,)=\"Non-Lead - Other\", INDEX($K:$K,)=\"Non-Lead - Material Unknown\", INDEX($K:$K,)=\"No System Owned Portion\"), OR(INDEX($Q:$Q,)=\"Galvanized Iron/Steel\", INDEX($Q:$Q,)=\"Non-Lead - Copper\", INDEX($Q:$Q,)=\"Non-Lead - Plastic\", INDEX($Q:$Q,)=\"Non-Lead - Other\", INDEX($Q:$Q,)=\"Non-Lead - Predictive Model\", INDEX($Q:$Q,)=\"No Customer Owned Portion\")), AND(OR( INDEX($K:$K,)=\"Galvanized Iron/Steel\", INDEX($K:$K,)=\"Non-Lead - Copper\", INDEX($K:$K,)=\"Non-Lead - Plastic\", INDEX($K:$K,)=\"Non-Lead - Other\", INDEX($K:$K,)=\"Non-Lead - Material Unknown\", INDEX($K:$K,)=\"No System Owned Portion\"), INDEX($M:$M,)=\"No\", INDEX($Q:$Q,)=\"Non-Lead - Material Unknown\")), \"Non-Lead\", \"Lead Status Unknown\"))))","v":"Lead Status Unknown"}]
[{"$f":"IF(AND(ISBLANK(INDEX($G:$G,)), ISBLANK(INDEX($C:$C,))), \"\", 'PWS Records (System Entry)'!$D$4)","v":"LA1079001"},{"$f":"IF(AND(ISBLANK(INDEX($G:$G,)), ISBLANK(INDEX($C:$C,))), \"\", 'PWS Records (System Entry)'!$D$3)","v":"City of Alexandria Water System"},"6139 TENNYSON OAKS LN","ALEXANDRIA","LA",71301,10728111,31.258601500000001,-92.484969500000005,null,"Non-Lead - Other","Installation Record (for example, tap card)","Don't Know",null,null,null,"Non-Lead - Other","Installation Record (for example, tap card)",null,null,"Non-Lead"]
[{"$f":"IF(AND(ISBLANK(INDEX($G:$G,)), ISBLANK(INDEX($C:$C,))), \"\", 'PWS Records (System Entry)'!$D$4)","v":"LA1079001"},{"$f":"IF(AND(ISBLANK(INDEX($G:$G,)), ISBLANK(INDEX($C:$C,))), \"\", 'PWS Records (System Entry)'!$D$3)","v":"City of Alexandria Water System"},"2291 S MACARTHUR DR","ALEXANDRIA","LA",71301,10728145,31.273530999999998,-92.464696099999998,null,"Unknown","Not Applicable","Don't Know",null,null,null,"Unknown","Not Applicable",null,null,"Lead Status Unknown"]
[{"$f":"IF(AND(ISBLANK(INDEX($G:$G,)), ISBLANK(INDEX($C:$C,))), \"\", 'PWS Records (System Entry)'!$D$4)","v":"LA1079001"},{"$f":"IF(AND(ISBLANK(INDEX($G:$G,)), ISBLANK(INDEX($C:$C,))), \"\", 'PWS Records (System Entry)'!$D$3)","v":"City of Alexandria Water System"},"5968 EDDIE","ALEXANDRIA","LA",71301,10728168,31.244930100000001,-92.427567300000007,null,"Unknown","Not Applicable","Don't Know",null,null,null,"Unknown","Not Applicable",null,null,"Lead Status Unknown"]
[{"$f":"IF(AND(ISBLANK(INDEX($G:$G,)), ISBLANK(INDEX($C:$C,))), \"\", 'PWS Records (System Entry)'!$D$4)","v":"LA1079001"},{"$f":"IF(AND(ISBLANK(INDEX($G:$G,)), ISBLANK(INDEX($C:$C,))), \"\", 'PWS Records (System Entry)'!$D$3)","v":"City of Alexandria Water System"},"4915 VICTORIA DR","ALEXANDRIA","LA",71303,10728190,31.305429700000001,-92.498632999999998,null,"Unknown","Not Applicable","Don't Know",null,null,null,"Unknown","Not Applicable",null,null,"Lead Status Unknown"]
[{"$f":"IF(AND(ISBLANK(INDEX($G:$G,)), ISBLANK(INDEX($C:$C,))), \"\", 'PWS Records (System Entry)'!$D$4)","v":"LA1079001"},{"$f":"IF(AND(ISBLANK(INDEX($G:$G,)), ISBLANK(INDEX($C:$C,))), \"\", 'PWS Records (System Entry)'!$D$3)","v":"City of Alexandria Water System"},"230 BROWNS BEND RD","ALEXANDRIA","LA",71303,10728211,31.3054579,-92.486762600000006,null,"Non-Lead - Plastic","Installation Record (for example, tap card)","Don't Know",null,null,null,"Unknown","Not Applicable",null,null,"Lead Status Unknown"]
[{"$f":"IF(AND(ISBLANK(INDEX($G:$G,)), ISBLANK(INDEX($C:$C,))), \"\", 'PWS Records (System Entry)'!$D$4)","v":"LA1079001"},{"$f":"IF(AND(ISBLANK(INDEX($G:$G,)), ISBLANK(INDEX($C:$C,))), \"\", 'PWS Records (System Entry)'!$D$3)","v":"City of Alexandria Water System"},"5302 RICHARD AVE","ALEXANDRIA","LA",71303,10728234,31.253939500000001,-92.443604500000006,null,"Unknown","Not Applicable","Don't Know",null,null,null,"Unknown","Not Applicable",null,null,"Lead Status Unknown"]
[{"$f":"IF(AND(ISBLANK(INDEX($G:$G,)), ISBLANK(INDEX($C:$C,))), \"\", 'PWS Records (System Entry)'!$D$4)","v":"LA1079001"},{"$f":"IF(AND(ISBLANK(INDEX($G:$G,)), ISBLANK(INDEX($C:$C,))), \"\", 'PWS Records (System Entry)'!$D$3)","v":"City of Alexandria Water System"},"5977 STONEGATE DR","ALEXANDRIA","LA",71303,10728272,31.268190499999999,-92.5009874,null,"Non-Lead - Other","Installation Record (for example, tap card)","Don't Know",null,null,null,"Non-Lead - Other","Installation Record (for example, tap card)",null,null,"Non-Lead"]
[{"$f":"IF(AND(ISBLANK(INDEX($G:$G,)), ISBLANK(INDEX($C:$C,))), \"\", 'PWS Records (System Entry)'!$D$4)","v":"LA1079001"},{"$f":"IF(AND(ISBLANK(INDEX($G:$G,)), ISBLANK(INDEX($C:$C,))), \"\", 'PWS Records (System Entry)'!$D$3)","v":"City of Alexandria Water System"},"4927 WILLOW GLEN ST","ALEXANDRIA","LA",71303,10728282,31.2584184,-92.442414200000002,null,"Non-Lead - Other","Installation Date after Lead Ban","Don't Know",null,null,null,"Non-Lead - Other","Installation Date after Lead Ban",null,null,"Non-Lead"]
[{"$f":"IF(AND(ISBLANK(INDEX($G:$G,)), ISBLANK(INDEX($C:$C,))), \"\", 'PWS Records (System Entry)'!$D$4)","v":"LA1079001"},{"$f":"IF(AND(ISBLANK(INDEX($G:$G,)), ISBLANK(INDEX($C:$C,))), \"\", 'PWS Records (System Entry)'!$D$3)","v":"City of Alexandria Water System"},"4931 SUTHY ST","ALEXANDRIA","LA",71303,10728301,31.267890300000001,-92.454723200000004,null,"Non-Lead - Plastic","Installation Date after Lead Ban","Don't Know",null,null,null,"Non-Lead - Plastic","Installation Date after Lead Ban",null,null,"Non-Lead"]
[{"$f":"IF(AND(ISBLANK(INDEX($G:$G,)), ISBLANK(INDEX($C:$C,))), \"\", 'PWS Records (System Entry)'!$D$4)","v":"LA1079001"},{"$f":"IF(AND(ISBLANK(INDEX($G:$G,)), ISBLANK(INDEX($C:$C,))), \"\", 'PWS Records (System Entry)'!$D$3)","v":"City of Alexandria Water System"},"5987 STONEGATE DR","ALEXANDRIA","LA",71303,10728335,31.2685481,-92.501521499999996,null,"Non-Lead - Other","Installation Record (for example, tap card)","Don't Know",null,null,null,"Non-Lead - Other","Installation Record (for example, tap card)",null,null,"Non-Lead"]
[{"$f":"IF(AND(ISBLANK(INDEX($G:$G,)), ISBLANK(INDEX($C:$C,))), \"\", 'PWS Records (System Entry)'!$D$4)","v":"LA1079001"},{"$f":"IF(AND(ISBLANK(INDEX($G:$G,)), ISBLANK(INDEX($C:$C,))), \"\", 'PWS Records (System Entry)'!$D$3)","v":"City of Alexandria Water System"},"615 HUMMINGBIRD LN","ALEXANDRIA","LA",71303,10728360,31.2774547,-92.491546799999995,null,"Unknown","Not Applicable","Don't Know",null,null,null,"Unknown","Not Applicable",null,null,"Lead Status Unknown"]
[{"$f":"IF(AND(ISBLANK(INDEX($G:$G,)), ISBLANK(INDEX($C:$C,))), \"\", 'PWS Records (System Entry)'!$D$4)","v":"LA1079001"},{"$f":"IF(AND(ISBLANK(INDEX($G:$G,)), ISBLANK(INDEX($C:$C,))), \"\", 'PWS Records (System Entry)'!$D$3)","v":"City of Alexandria Water System"},"50 CHESTER ST","ALEXANDRIA","LA",71303,10728385,31.307019700000001,-92.467724599999997,null,"Unknown","Not Applicable","Don't Know",null,null,null,"Unknown","Not Applicable",null,null,"Lead Status Unknown"]
[{"$f":"IF(AND(ISBLANK(INDEX($G:$G,)), ISBLANK(INDEX($C:$C,))), \"\", 'PWS Records (System Entry)'!$D$4)","v":"LA1079001"},{"$f":"IF(AND(ISBLANK(INDEX($G:$G,)), ISBLANK(INDEX($C:$C,))), \"\", 'PWS Records (System Entry)'!$D$3)","v":"City of Alexandria Water System"},"615 WYCLIFF WAY BLVD","ALEXANDRIA","LA",71303,10728400,31.284886,-92.492065999999994,null,"Non-Lead - Other","Installation Record (for example, tap card)","Don't Know",null,null,null,"Non-Lead - Other","Installation Record (for example, tap card)",null,null,"Non-Lead"]
[{"$f":"IF(AND(ISBLANK(INDEX($G:$G,)), ISBLANK(INDEX($C:$C,))), \"\", 'PWS Records (System Entry)'!$D$4)","v":"LA1079001"},{"$f":"IF(AND(ISBLANK(INDEX($G:$G,)), ISBLANK(INDEX($C:$C,))), \"\", 'PWS Records (System Entry)'!$D$3)","v":"City of Alexandria Water System"},"2304 8TH ST","ALEXANDRIA","LA",71303,10728426,31.300436000000001,-92.438406000000001,null,"Unknown","Not Applicable","Don't Know",null,null,null,"Unknown","Not Applicable",null,null,"Lead Status Unknown"]
[{"$f":"IF(AND(ISBLANK(INDEX($G:$G,)), ISBLANK(INDEX($C:$C,))), \"\", 'PWS Records (System Entry)'!$D$4)","v":"LA1079001"},{"$f":"IF(AND(ISBLANK(INDEX($G:$G,)), ISBLANK(INDEX($C:$C,))), \"\", 'PWS Records (System Entry)'!$D$3)","v":"City of Alexandria Water System"},"2304 GREENWOOD DR","ALEXANDRIA","LA",71303,10728458,31.270351600000001,-92.467184900000007,null,"Unknown","Not Applicable","Don't Know",null,null,null,"Unknown","Not Applicable",null,null,"Lead Status Unknown"]
[{"$f":"IF(AND(ISBLANK(INDEX($G:$G,)), ISBLANK(INDEX($C:$C,))), \"\", 'PWS Records (System Entry)'!$D$4)","v":"LA1079001"},{"$f":"IF(AND(ISBLANK(INDEX($G:$G,)), ISBLANK(INDEX($C:$C,))), \"\", 'PWS Records (System Entry)'!$D$3)","v":"City of Alexandria Water System"},"500 WILLOW GLEN RIVER RD","ALEXANDRIA","LA",71303,10728478,31.2921671,-92.421336199999999,null,"Non-Lead - Other","Installation Date after Lead Ban","Don't Know",null,null,null,"Non-Lead - Other","Installation Date after Lead Ban",null,null,"Non-Lead"]
[{"$f":"IF(AND(ISBLANK(INDEX($G:$G,)), ISBLANK(INDEX($C:$C,))), \"\", 'PWS Records (System Entry)'!$D$4)","v":"LA1079001"},{"$f":"IF(AND(ISBLANK(INDEX($G:$G,)), ISBLANK(INDEX($C:$C,))), \"\", 'PWS Records (System Entry)'!$D$3)","v":"City of Alexandria Water System"},"500 WOODARD ST","ALEXANDRIA","LA",71303,10728491,31.295608399999999,-92.427298399999998,null,"Unknown","Not Applicable","Don't Know",null,null,null,"Unknown","Not Applicable",null,null,"Lead Status Unknown"]
[{"$f":"IF(AND(ISBLANK(INDEX($G:$G,)), ISBLANK(INDEX($C:$C,))), \"\", 'PWS Records (System Entry)'!$D$4)","v":"LA1079001"},{"$f":"IF(AND(ISBLANK(INDEX($G:$G,)), ISBLANK(INDEX($C:$C,))), \"\", 'PWS Records (System Entry)'!$D$3)","v":"City of Alexandria Water System"},"2306 ELLIOTT ST","ALEXANDRIA","LA",71303,10728524,31.299362800000001,-92.463874300000001,null,"Unknown","Not Applicable","Don't Know",null,null,null,"Unknown","Not Applicable",null,null,"Lead Status Unknown"]
[{"$f":"IF(AND(ISBLANK(INDEX($G:$G,)), ISBLANK(INDEX($C:$C,))), \"\", 'PWS Records (System Entry)'!$D$4)","v":"LA1079001"},{"$f":"IF(AND(ISBLANK(INDEX($G:$G,)), ISBLANK(INDEX($C:$C,))), \"\", 'PWS Records (System Entry)'!$D$3)","v":"City of Alexandria Water System"},"616 W SHORE DR","ALEXANDRIA","LA",71303,10728551,31.2608517,-92.498094399999999,null,"Non-Lead - Other","Installation Record (for example, tap card)","Don't Know",null,null,null,"Non-Lead - Other","Installation Record (for example, tap card)",null,null,"Non-Lead"]
[{"$f":"IF(AND(ISBLANK(INDEX($G:$G,)), ISBLANK(INDEX($C:$C,))), \"\", 'PWS Records (System Entry)'!$D$4)","v":"LA1079001"},{"$f":"IF(AND(ISBLANK(INDEX($G:$G,)), ISBLANK(INDEX($C:$C,))), \"\", 'PWS Records (System Entry)'!$D$3)","v":"City of Alexandria Water System"},"5003 BLANCHE ST","ALEXANDRIA","LA",71303,10728579,31.249400000000001,-92.445569000000006,null,"Non-Lead - Plastic","Installation Record (for example, tap card)","Don't Know",null,null,null,"Unknown","Not Applicable",null,null,"Lead Status Unknown"]
[{"$f":"IF(AND(ISBLANK(INDEX($G:$G,)), ISBLANK(INDEX($C:$C,))), \"\", 'PWS Records (System Entry)'!$D$4)","v":"LA1079001"},{"$f":"IF(AND(ISBLANK(INDEX($G:$G,)), ISBLANK(INDEX($C:$C,))), \"\", 'PWS Records (System Entry)'!$D$3)","v":"City of Alexandria Water System"},"5003 BLUEBIRD LN","ALEXANDRIA","LA",71303,10728583,31.278832099999999,-92.494187299999993,null,"Unknown","Not Applicable","Don't Know",null,null,null,"Unknown","Not Applicable",null,null,"Lead Status Unknown"]
[{"$f":"IF(AND(ISBLANK(INDEX($G:$G,)), ISBLANK(INDEX($C:$C,))), \"\", 'PWS Records (System Entry)'!$D$4)","v":"LA1079001"},{"$f":"IF(AND(ISBLANK(INDEX($G:$G,)), ISBLANK(INDEX($C:$C,))), \"\", 'PWS Records (System Entry)'!$D$3)","v":"City of Alexandria Water System"},"2308 ALBERT ST","ALEXANDRIA","LA",71303,10728616,31.2971614,-92.461202900000004,null,"Unknown","Not Applicable","Don't Know",null,null,null,"Unknown","Not Applicable",null,null,"Lead Status Unknown"]
[{"$f":"IF(AND(ISBLANK(INDEX($G:$G,)), ISBLANK(INDEX($C:$C,))), \"\", 'PWS Records (System Entry)'!$D$4)","v":"LA1079001"},{"$f":"IF(AND(ISBLANK(INDEX($G:$G,)), ISBLANK(INDEX($C:$C,))), \"\", 'PWS Records (System Entry)'!$D$3)","v":"City of Alexandria Water System"},"2308 MYRTLE ST","ALEXANDRIA","LA",71303,10728649,31.295162300000001,-92.460664600000001,null,"Unknown","Not Applicable","Don't Know",null,null,null,"Unknown","Not Applicable",null,null,"Lead Status Unknown"]
[{"$f":"IF(AND(ISBLANK(INDEX($G:$G,)), ISBLANK(INDEX($C:$C,))), \"\", 'PWS Records (System Entry)'!$D$4)","v":"LA1079001"},{"$f":"IF(AND(ISBLANK(INDEX($G:$G,)), ISBLANK(INDEX($C:$C,))), \"\", 'PWS Records (System Entry)'!$D$3)","v":"City of Alexandria Water System"},"5311 PRESCOTT RD","ALEXANDRIA","LA",71303,10728672,31.268317,-92.474443100000002,null,"Unknown","Not Applicable","Don't Know",null,null,null,"Unknown","Not Applicable",null,null,"Lead Status Unknown"]
[{"$f":"IF(AND(ISBLANK(INDEX($G:$G,)), ISBLANK(INDEX($C:$C,))), \"\", 'PWS Records (System Entry)'!$D$4)","v":"LA1079001"},{"$f":"IF(AND(ISBLANK(INDEX($G:$G,)), ISBLANK(INDEX($C:$C,))), \"\", 'PWS Records (System Entry)'!$D$3)","v":"City of Alexandria Water System"},"231 FOX FIRE LN","ALEXANDRIA","LA",71302,10728682,31.204642499999999,-92.400852200000003,null,"Non-Lead - Other","Installation Record (for example, tap card)","Don't Know",null,null,null,"Non-Lead - Other","Installation Record (for example, tap card)",null,null,"Non-Lead"]
[{"$f":"IF(AND(ISBLANK(INDEX($G:$G,)), ISBLANK(INDEX($C:$C,))), \"\", 'PWS Records (System Entry)'!$D$4)","v":"LA1079001"},{"$f":"IF(AND(ISBLANK(INDEX($G:$G,)), ISBLANK(INDEX($C:$C,))), \"\", 'PWS Records (System Entry)'!$D$3)","v":"City of Alexandria Water System"},"3008 BROADWAY AVE","ALEXANDRIA","LA",71302,10728714,31.282597599999999,-92.443809400000006,null,"Unknown","Not Applicable","Don't Know",null,null,null,"Unknown","Not Applicable",null,null,"Lead Status Unknown"]
[{"$f":"IF(AND(ISBLANK(INDEX($G:$G,)), ISBLANK(INDEX($C:$C,))), \"\", 'PWS Records (System Entry)'!$D$4)","v":"LA1079001"},{"$f":"IF(AND(ISBLANK(INDEX($G:$G,)), ISBLANK(INDEX($C:$C,))), \"\", 'PWS Records (System Entry)'!$D$3)","v":"City of Alexandria Water System"},"5315 TIMOTHY AVE","ALEXANDRIA","LA",71303,10728739,31.252421399999999,-92.442117499999995,null,"Unknown","Not Applicable","Don't Know",null,null,null,"Unknown","Not Applicable",null,null,"Lead Status Unknown"]
[{"$f":"IF(AND(ISBLANK(INDEX($G:$G,)), ISBLANK(INDEX($C:$C,))), \"\", 'PWS Records (System Entry)'!$D$4)","v":"LA1079001"},{"$f":"IF(AND(ISBLANK(INDEX($G:$G,)), ISBLANK(INDEX($C:$C,))), \"\", 'PWS Records (System Entry)'!$D$3)","v":"City of Alexandria Water System"},"3008 PERSHING ST","ALEXANDRIA","LA",71303,10728751,31.296906,-92.471665999999999,null,"Unknown","Not Applicable","Don't Know",null,null,null,"Unknown","Not Applicable",null,null,"Lead Status Unknown"]
[{"$f":"IF(AND(ISBLANK(INDEX($G:$G,)), ISBLANK(INDEX($C:$C,))), \"\", 'PWS Records (System Entry)'!$D$4)","v":"LA1079001"},{"$f":"IF(AND(ISBLANK(INDEX($G:$G,)), ISBLANK(INDEX($C:$C,))), \"\", 'PWS Records (System Entry)'!$D$3)","v":"City of Alexandria Water System"},"3009 CULPEPPER RD APT A","ALEXANDRIA","LA",71301,10728772,31.263909099999999,-92.458847800000001,null,"Unknown","Not Applicable","Don't Know",null,null,null,"Unknown","Not Applicable",null,null,"Lead Status Unknown"]
[{"$f":"IF(AND(ISBLANK(INDEX($G:$G,)), ISBLANK(INDEX($C:$C,))), \"\", 'PWS Records (System Entry)'!$D$4)","v":"LA1079001"},{"$f":"IF(AND(ISBLANK(INDEX($G:$G,)), ISBLANK(INDEX($C:$C,))), \"\", 'PWS Records (System Entry)'!$D$3)","v":"City of Alexandria Water System"},"3827 LISA ST","ALEXANDRIA","LA",71303,10728805,31.251597499999999,-92.4527286,null,"Unknown","Not Applicable","Don't Know",null,null,null,"Unknown","Not Applicable",null,null,"Lead Status Unknown"]
[{"$f":"IF(AND(ISBLANK(INDEX($G:$G,)), ISBLANK(INDEX($C:$C,))), \"\", 'PWS Records (System Entry)'!$D$4)","v":"LA1079001"},{"$f":"IF(AND(ISBLANK(INDEX($G:$G,)), ISBLANK(INDEX($C:$C,))), \"\", 'PWS Records (System Entry)'!$D$3)","v":"City of Alexandria Water System"},"5320 LACASSINE DR UNIT A","ALEXANDRIA","LA",71303,10728837,31.265685999999999,-92.463785999999999,null,"Unknown","Not Applicable","Don't Know",null,null,null,"Unknown","Not Applicable",null,null,"Lead Status Unknown"]
[{"$f":"IF(AND(ISBLANK(INDEX($G:$G,)), ISBLANK(INDEX($C:$C,))), \"\", 'PWS Records (System Entry)'!$D$4)","v":"LA1079001"},{"$f":"IF(AND(ISBLANK(INDEX($G:$G,)), ISBLANK(INDEX($C:$C,))), \"\", 'PWS Records (System Entry)'!$D$3)","v":"City of Alexandria Water System"},"5502 NAVAHO TRL","ALEXANDRIA","LA",71303,10728843,31.267494599999999,-92.475510299999996,null,"Unknown","Not Applicable","Don't Know",null,null,null,"Unknown","Not Applicable",null,null,"Lead Status Unknown"]
[{"$f":"IF(AND(ISBLANK(INDEX($G:$G,)), ISBLANK(INDEX($C:$C,))), \"\", 'PWS Records (System Entry)'!$D$4)","v":"LA1079001"},{"$f":"IF(AND(ISBLANK(INDEX($G:$G,)), ISBLANK(INDEX($C:$C,))), \"\", 'PWS Records (System Entry)'!$D$3)","v":"City of Alexandria Water System"},"5503 HIDEAWAY DR","ALEXANDRIA","LA",71303,10728871,31.333532000000002,-92.512859199999994,null,"Non-Lead - Plastic","Installation Date after Lead Ban","Don't Know",null,null,null,"Non-Lead - Plastic","Installation Date after Lead Ban",null,null,"Non-Lead"]
[{"$f":"IF(AND(ISBLANK(INDEX($G:$G,)), ISBLANK(INDEX($C:$C,))), \"\", 'PWS Records (System Entry)'!$D$4)","v":"LA1079001"},{"$f":"IF(AND(ISBLANK(INDEX($G:$G,)), ISBLANK(INDEX($C:$C,))), \"\", 'PWS Records (System Entry)'!$D$3)","v":"City of Alexandria Water System"},"3830 SPENCER ST","ALEXANDRIA","LA",71303,10728904,31.246871899999999,-92.453705600000006,null,"Unknown","Not Applicable","Don't Know",null,null,null,"Unknown","Not Applicable",null,null,"Lead Status Unknown"]
[{"$f":"IF(AND(ISBLANK(INDEX($G:$G,)), ISBLANK(INDEX($C:$C,))), \"\", 'PWS Records (System Entry)'!$D$4)","v":"LA1079001"},{"$f":"IF(AND(ISBLANK(INDEX($G:$G,)), ISBLANK(INDEX($C:$C,))), \"\", 'PWS Records (System Entry)'!$D$3)","v":"City of Alexandria Water System"},"533 LE BAYOU DR","ALEXANDRIA","LA",71303,10728929,31.254575200000001,-92.533203900000004,null,"Non-Lead - Plastic","Installation Date after Lead Ban","Don't Know",null,null,null,"Non-Lead - Plastic","Installation Date after Lead Ban",null,null,{"$f":"IF(AND(INDEX($K:$K,)=\"\", INDEX($L:$L,)=\"\", INDEX($M:$M,)=\"\", INDEX($Q:$Q,)=\"\", INDEX($R:$R,)=\"\"), \"\", IF(OR(INDEX($K:$K,)=\"Lead\",INDEX($Q:$Q,)=\"Lead\"),\"Lead\",IF(OR(AND(OR(INDEX($M:$M,)=\"Yes\", INDEX($M:$M,)=\"Don't Know\", INDEX($M:$M,)=\"\"), INDEX($Q:$Q,)=\"Galvanized Iron/Steel\"), AND(INDEX($K:$K,)=\"Unknown\", INDEX($M:$M,)=\"No\", INDEX($Q:$Q,)=\"Galvanized Iron/Steel\")), \"Galvanized Requiring Replacement\", IF(OR(AND(OR(INDEX($K:$K,)=\"Galvanized Iron/Steel\", INDEX($K:$K,)=\"Non-Lead - Copper\", INDEX($K:$K,)=\"Non-Lead - Plastic\", INDEX($K:$K,)=\"Non-Lead - Other\", INDEX($K:$K,)=\"Non-Lead - Material Unknown\", INDEX($K:$K,)=\"No System Owned Portion\"), OR(INDEX($Q:$Q,)=\"Galvanized Iron/Steel\", INDEX($Q:$Q,)=\"Non-Lead - Copper\", INDEX($Q:$Q,)=\"Non-Lead - Plastic\", INDEX($Q:$Q,)=\"Non-Lead - Other\", INDEX($Q:$Q,)=\"Non-Lead - Predictive Model\", INDEX($Q:$Q,)=\"No Customer Owned Portion\")), AND(OR( INDEX($K:$K,)=\"Galvanized Iron/Steel\", INDEX($K:$K,)=\"Non-Lead - Copper\", INDEX($K:$K,)=\"Non-Lead - Plastic\", INDEX($K:$K,)=\"Non-Lead - Other\", INDEX($K:$K,)=\"Non-Lead - Material Unknown\", INDEX($K:$K,)=\"No System Owned Portion\"), INDEX($M:$M,)=\"No\", INDEX($Q:$Q,)=\"Non-Lead - Material Unknown\")), \"Non-Lead\", \"Lead Status Unknown\"))))","v":"Non-Lead"}]
[{"$f":"IF(AND(ISBLANK(INDEX($G:$G,)), ISBLANK(INDEX($C:$C,))), \"\", 'PWS Records (System Entry)'!$D$4)","v":"LA1079001"},{"$f":"IF(AND(ISBLANK(INDEX($G:$G,)), ISBLANK(INDEX($C:$C,))), \"\", 'PWS Records (System Entry)'!$D$3)","v":"City of Alexandria Water System"},"533 UNIVERSITY ST","ALEXANDRIA","LA",71303,10728946,31.295988399999999,-92.429320200000006,null,"Unknown","Not Applicable","Don't Know",null,null,null,"Unknown","Not Applicable",null,null,"Lead Status Unknown"]
[{"$f":"IF(AND(ISBLANK(INDEX($G:$G,)), ISBLANK(INDEX($C:$C,))), \"\", 'PWS Records (System Entry)'!$D$4)","v":"LA1079001"},{"$f":"IF(AND(ISBLANK(INDEX($G:$G,)), ISBLANK(INDEX($C:$C,))), \"\", 'PWS Records (System Entry)'!$D$3)","v":"City of Alexandria Water System"},"5504 HALL ST","ALEXANDRIA","LA",71303,10728962,31.298560500000001,-92.505363599999995,null,"Unknown","Not Applicable","Don't Know",null,null,null,"Unknown","Not Applicable",null,null,"Lead Status Unknown"]
[{"$f":"IF(AND(ISBLANK(INDEX($G:$G,)), ISBLANK(INDEX($C:$C,))), \"\", 'PWS Records (System Entry)'!$D$4)","v":"LA1079001"},{"$f":"IF(AND(ISBLANK(INDEX($G:$G,)), ISBLANK(INDEX($C:$C,))), \"\", 'PWS Records (System Entry)'!$D$3)","v":"City of Alexandria Water System"},"5504 ROSEMARY DR","ALEXANDRIA","LA",71303,10728995,31.3355572,-92.512185900000006,null,"Non-Lead - Plastic","Installation Date after Lead Ban","Don't Know",null,null,null,"Non-Lead - Plastic","Installation Date after Lead Ban",null,null,"Non-Lead"]
[{"$f":"IF(AND(ISBLANK(INDEX($G:$G,)), ISBLANK(INDEX($C:$C,))), \"\", 'PWS Records (System Entry)'!$D$4)","v":"LA1079001"},{"$f":"IF(AND(ISBLANK(INDEX($G:$G,)), ISBLANK(INDEX($C:$C,))), \"\", 'PWS Records (System Entry)'!$D$3)","v":"City of Alexandria Water System"},"5505 NEW YORK AVE","ALEXANDRIA","LA",71303,10729026,31.254386700000001,-92.434727499999994,null,"Unknown","Not Applicable","Don't Know",null,null,null,"Unknown","Not Applicable",null,null,"Lead Status Unknown"]
[{"$f":"IF(AND(ISBLANK(INDEX($G:$G,)), ISBLANK(INDEX($C:$C,))), \"\", 'PWS Records (System Entry)'!$D$4)","v":"LA1079001"},{"$f":"IF(AND(ISBLANK(INDEX($G:$G,)), ISBLANK(INDEX($C:$C,))), \"\", 'PWS Records (System Entry)'!$D$3)","v":"City of Alexandria Water System"},"3837 ALEXANDRIA MALL DR","ALEXANDRIA","LA",71303,10729038,31.271874499999999,-92.462386600000002,null,"Unknown","Not Applicable","Don't Know",null,null,null,"Unknown","Not Applicable",null,null,"Lead Status Unknown"]
[{"$f":"IF(AND(ISBLANK(INDEX($G:$G,)), ISBLANK(INDEX($C:$C,))), \"\", 'PWS Records (System Entry)'!$D$4)","v":"LA1079001"},{"$f":"IF(AND(ISBLANK(INDEX($G:$G,)), ISBLANK(INDEX($C:$C,))), \"\", 'PWS Records (System Entry)'!$D$3)","v":"City of Alexandria Water System"},"3838 LINCOLN RD","ALEXANDRIA","LA",71303,10729061,31.272812099999999,-92.437312899999995,null,"Unknown","Not Applicable","Don't Know",null,null,null,"Unknown","Not Applicable",null,null,"Lead Status Unknown"]
[{"$f":"IF(AND(ISBLANK(INDEX($G:$G,)), ISBLANK(INDEX($C:$C,))), \"\", 'PWS Records (System Entry)'!$D$4)","v":"LA1079001"},{"$f":"IF(AND(ISBLANK(INDEX($G:$G,)), ISBLANK(INDEX($C:$C,))), \"\", 'PWS Records (System Entry)'!$D$3)","v":"City of Alexandria Water System"},"3015 PERSHING ST","ALEXANDRIA","LA",71303,10729086,31.296564700000001,-92.472041300000001,null,"Unknown","Not Applicable","Don't Know",null,null,null,"Unknown","Not Applicable",null,null,"Lead Status Unknown"]
[{"$f":"IF(AND(ISBLANK(INDEX($G:$G,)), ISBLANK(INDEX($C:$C,))), \"\", 'PWS Records (System Entry)'!$D$4)","v":"LA1079001"},{"$f":"IF(AND(ISBLANK(INDEX($G:$G,)), ISBLANK(INDEX($C:$C,))), \"\", 'PWS Records (System Entry)'!$D$3)","v":"City of Alexandria Water System"},"3016 DENNIS ST","ALEXANDRIA","LA",71303,10729117,31.286215599999998,-92.454643799999999,null,"Unknown","Not Applicable","Don't Know",null,null,null,"Unknown","Not Applicable",null,null,"Lead Status Unknown"]
[{"$f":"IF(AND(ISBLANK(INDEX($G:$G,)), ISBLANK(INDEX($C:$C,))), \"\", 'PWS Records (System Entry)'!$D$4)","v":"LA1079001"},{"$f":"IF(AND(ISBLANK(INDEX($G:$G,)), ISBLANK(INDEX($C:$C,))), \"\", 'PWS Records (System Entry)'!$D$3)","v":"City of Alexandria Water System"},"3016 MASONIC DR","ALEXANDRIA","LA",71301,10729141,31.287773999999999,-92.456019499999996,null,"Non-Lead - Plastic","Installation Record (for example, tap card)","Don't Know",null,null,null,"Unknown","Not Applicable",null,null,"Lead Status Unknown"]
[{"$f":"IF(AND(ISBLANK(INDEX($G:$G,)), ISBLANK(INDEX($C:$C,))), \"\", 'PWS Records (System Entry)'!$D$4)","v":"LA1079001"},{"$f":"IF(AND(ISBLANK(INDEX($G:$G,)), ISBLANK(INDEX($C:$C,))), \"\", 'PWS Records (System Entry)'!$D$3)","v":"City of Alexandria Water System"},"3231 MARYE ST","ALEXANDRIA","LA",71303,10729152,31.293024500000001,-92.474156100000002,null,"Unknown","Not Applicable","Don't Know",null,null,null,"Unknown","Not Applicable",null,null,"Lead Status Unknown"]
[{"$f":"IF(AND(ISBLANK(INDEX($G:$G,)), ISBLANK(INDEX($C:$C,))), \"\", 'PWS Records (System Entry)'!$D$4)","v":"LA1079001"},{"$f":"IF(AND(ISBLANK(INDEX($G:$G,)), ISBLANK(INDEX($C:$C,))), \"\", 'PWS Records (System Entry)'!$D$3)","v":"City of Alexandria Water System"},"5508 COURTLAND PL","ALEXANDRIA","LA",71301,10729189,31.262872999999999,-92.470095400000005,null,"Non-Lead - Other","Installation Record (for example, tap card)","Don't Know",null,null,null,"Non-Lead - Other","Installation Record (for example, tap card)",null,null,{"$f":"IF(AND(INDEX($K:$K,)=\"\", INDEX($L:$L,)=\"\", INDEX($M:$M,)=\"\", INDEX($Q:$Q,)=\"\", INDEX($R:$R,)=\"\"), \"\", IF(OR(INDEX($K:$K,)=\"Lead\",INDEX($Q:$Q,)=\"Lead\"),\"Lead\",IF(OR(AND(OR(INDEX($M:$M,)=\"Yes\", INDEX($M:$M,)=\"Don't Know\", INDEX($M:$M,)=\"\"), INDEX($Q:$Q,)=\"Galvanized Iron/Steel\"), AND(INDEX($K:$K,)=\"Unknown\", INDEX($M:$M,)=\"No\", INDEX($Q:$Q,)=\"Galvanized Iron/Steel\")), \"Galvanized Requiring Replacement\", IF(OR(AND(OR(INDEX($K:$K,)=\"Galvanized Iron/Steel\", INDEX($K:$K,)=\"Non-Lead - Copper\", INDEX($K:$K,)=\"Non-Lead - Plastic\", INDEX($K:$K,)=\"Non-Lead - Other\", INDEX($K:$K,)=\"Non-Lead - Material Unknown\", INDEX($K:$K,)=\"No System Owned Portion\"), OR(INDEX($Q:$Q,)=\"Galvanized Iron/Steel\", INDEX($Q:$Q,)=\"Non-Lead - Copper\", INDEX($Q:$Q,)=\"Non-Lead - Plastic\", INDEX($Q:$Q,)=\"Non-Lead - Other\", INDEX($Q:$Q,)=\"Non-Lead - Predictive Model\", INDEX($Q:$Q,)=\"No Customer Owned Portion\")), AND(OR( INDEX($K:$K,)=\"Galvanized Iron/Steel\", INDEX($K:$K,)=\"Non-Lead - Copper\", INDEX($K:$K,)=\"Non-Lead - Plastic\", INDEX($K:$K,)=\"Non-Lead - Other\", INDEX($K:$K,)=\"Non-Lead - Material Unknown\", INDEX($K:$K,)=\"No System Owned Portion\"), INDEX($M:$M,)=\"No\", INDEX($Q:$Q,)=\"Non-Lead - Material Unknown\")), \"Non-Lead\", \"Lead Status Unknown\"))))","v":"Non-Lead"}]
[{"$f":"IF(AND(ISBLANK(INDEX($G:$G,)), ISBLANK(INDEX($C:$C,))), \"\", 'PWS Records (System Entry)'!$D$4)","v":"LA1079001"},{"$f":"IF(AND(ISBLANK(INDEX($G:$G,)), ISBLANK(INDEX($C:$C,))), \"\", 'PWS Records (System Entry)'!$D$3)","v":"City of Alexandria Water System"},"5508 URSULINE DR","ALEXANDRIA","LA",71303,10729218,31.258885599999999,-92.462377200000006,null,"Unknown","Not Applicable","Don't Know",null,null,null,"Unknown","Not Applicable",null,null,"Lead Status Unknown"]
[{"$f":"IF(AND(ISBLANK(INDEX($G:$G,)), ISBLANK(INDEX($C:$C,))), \"\", 'PWS Records (System Entry)'!$D$4)","v":"LA1079001"},{"$f":"IF(AND(ISBLANK(INDEX($G:$G,)), ISBLANK(INDEX($C:$C,))), \"\", 'PWS Records (System Entry)'!$D$3)","v":"City of Alexandria Water System"},"3236 BELWOOD DR","ALEXANDRIA","LA",71303,10729232,31.274833999999998,-92.451695999999998,null,"Unknown","Not Applicable","Don't Know",null,null,null,"Unknown","Not Applicable",null,null,"Lead Status Unknown"]
[{"$f":"IF(AND(ISBLANK(INDEX($G:$G,)), ISBLANK(INDEX($C:$C,))), \"\", 'PWS Records (System Entry)'!$D$4)","v":"LA1079001"},{"$f":"IF(AND(ISBLANK(INDEX($G:$G,)), ISBLANK(INDEX($C:$C,))), \"\", 'PWS Records (System Entry)'!$D$3)","v":"City of Alexandria Water System"},"324 AVOYELLES DR","ALEXANDRIA","LA",71303,10729252,31.284991699999999,-92.409384599999996,null,"Unknown","Not Applicable","Don't Know",null,null,null,"Unknown","Not Applicable",null,null,"Lead Status Unknown"]
[{"$f":"IF(AND(ISBLANK(INDEX($G:$G,)), ISBLANK(INDEX($C:$C,))), \"\", 'PWS Records (System Entry)'!$D$4)","v":"LA1079001"},{"$f":"IF(AND(ISBLANK(INDEX($G:$G,)), ISBLANK(INDEX($C:$C,))), \"\", 'PWS Records (System Entry)'!$D$3)","v":"City of Alexandria Water System"},"3869 RUE LEFT BANK","ALEXANDRIA","LA",71302,10729276,31.302305100000002,-92.494741300000001,null,"Non-Lead - Other","Installation Record (for example, tap card)","Don't Know",null,null,null,"Non-Lead - Other","Installation Record (for example, tap card)",null,null,"Non-Lead"]
[{"$f":"IF(AND(ISBLANK(INDEX($G:$G,)), ISBLANK(INDEX($C:$C,))), \"\", 'PWS Records (System Entry)'!$D$4)","v":"LA1079001"},{"$f":"IF(AND(ISBLANK(INDEX($G:$G,)), ISBLANK(INDEX($C:$C,))), \"\", 'PWS Records (System Entry)'!$D$3)","v":"City of Alexandria Water System"},"3244 HARMON ST","ALEXANDRIA","LA",71303,10729310,31.274731899999999,-92.450899800000002,null,"Unknown","Not Applicable","Don't Know",null,null,null,"Unknown","Not Applicable",null,null,"Lead Status Unknown"]
[{"$f":"IF(AND(ISBLANK(INDEX($G:$G,)), ISBLANK(INDEX($C:$C,))), \"\", 'PWS Records (System Entry)'!$D$4)","v":"LA1079001"},{"$f":"IF(AND(ISBLANK(INDEX($G:$G,)), ISBLANK(INDEX($C:$C,))), \"\", 'PWS Records (System Entry)'!$D$3)","v":"City of Alexandria Water System"},"39 GORDON AVE","ALEXANDRIA","LA",71303,10729337,31.308823,-92.465454300000005,null,"Unknown","Not Applicable","Don't Know",null,null,null,"Unknown","Not Applicable",null,null,"Lead Status Unknown"]
[{"$f":"IF(AND(ISBLANK(INDEX($G:$G,)), ISBLANK(INDEX($C:$C,))), \"\", 'PWS Records (System Entry)'!$D$4)","v":"LA1079001"},{"$f":"IF(AND(ISBLANK(INDEX($G:$G,)), ISBLANK(INDEX($C:$C,))), \"\", 'PWS Records (System Entry)'!$D$3)","v":"City of Alexandria Water System"},"325 JACOB B LOOP","ALEXANDRIA","LA",71303,10729341,31.269988900000001,-92.503514800000005,null,"Non-Lead - Other","Installation Record (for example, tap card)","Don't Know",null,null,null,"Non-Lead - Other","Installation Record (for example, tap card)",null,null,"Non-Lead"]
[{"$f":"IF(AND(ISBLANK(INDEX($G:$G,)), ISBLANK(INDEX($C:$C,))), \"\", 'PWS Records (System Entry)'!$D$4)","v":"LA1079001"},{"$f":"IF(AND(ISBLANK(INDEX($G:$G,)), ISBLANK(INDEX($C:$C,))), \"\", 'PWS Records (System Entry)'!$D$3)","v":"City of Alexandria Water System"},"5403 RUTLAND RD","ALEXANDRIA","LA",71303,10729375,31.260015899999999,-92.452848200000005,null,"Unknown","Not Applicable","Don't Know",null,null,null,"Unknown","Not Applicable",null,null,"Lead Status Unknown"]
[{"$f":"IF(AND(ISBLANK(INDEX($G:$G,)), ISBLANK(INDEX($C:$C,))), \"\", 'PWS Records (System Entry)'!$D$4)","v":"LA1079001"},{"$f":"IF(AND(ISBLANK(INDEX($G:$G,)), ISBLANK(INDEX($C:$C,))), \"\", 'PWS Records (System Entry)'!$D$3)","v":"City of Alexandria Water System"},"3901 HUDSON BLVD","ALEXANDRIA","LA",71303,10729407,31.2621787,-92.434411699999998,null,"Unknown","Not Applicable","Don't Know",null,null,null,"Unknown","Not Applicable",null,null,"Lead Status Unknown"]
[{"$f":"IF(AND(ISBLANK(INDEX($G:$G,)), ISBLANK(INDEX($C:$C,))), \"\", 'PWS Records (System Entry)'!$D$4)","v":"LA1079001"},{"$f":"IF(AND(ISBLANK(INDEX($G:$G,)), ISBLANK(INDEX($C:$C,))), \"\", 'PWS Records (System Entry)'!$D$3)","v":"City of Alexandria Water System"},"326 LEONARD ST","ALEXANDRIA","LA",71303,10729427,31.299662300000001,-92.431749499999995,null,"Unknown","Not Applicable","Don't Know",null,null,null,"Unknown","Not Applicable",null,null,"Lead Status Unknown"]
[{"$f":"IF(AND(ISBLANK(INDEX($G:$G,)), ISBLANK(INDEX($C:$C,))), \"\", 'PWS Records (System Entry)'!$D$4)","v":"LA1079001"},{"$f":"IF(AND(ISBLANK(INDEX($G:$G,)), ISBLANK(INDEX($C:$C,))), \"\", 'PWS Records (System Entry)'!$D$3)","v":"City of Alexandria Water System"},"5515 HIDEAWAY DR","ALEXANDRIA","LA",71303,10729440,31.333692899999999,-92.513528500000007,null,"Non-Lead - Plastic","Installation Date after Lead Ban","Don't Know",null,null,null,"Non-Lead - Plastic","Installation Date after Lead Ban",null,null,{"$f":"IF(AND(INDEX($K:$K,)=\"\", INDEX($L:$L,)=\"\", INDEX($M:$M,)=\"\", INDEX($Q:$Q,)=\"\", INDEX($R:$R,)=\"\"), \"\", IF(OR(INDEX($K:$K,)=\"Lead\",INDEX($Q:$Q,)=\"Lead\"),\"Lead\",IF(OR(AND(OR(INDEX($M:$M,)=\"Yes\", INDEX($M:$M,)=\"Don't Know\", INDEX($M:$M,)=\"\"), INDEX($Q:$Q,)=\"Galvanized Iron/Steel\"), AND(INDEX($K:$K,)=\"Unknown\", INDEX($M:$M,)=\"No\", INDEX($Q:$Q,)=\"Galvanized Iron/Steel\")), \"Galvanized Requiring Replacement\", IF(OR(AND(OR(INDEX($K:$K,)=\"Galvanized Iron/Steel\", INDEX($K:$K,)=\"Non-Lead - Copper\", INDEX($K:$K,)=\"Non-Lead - Plastic\", INDEX($K:$K,)=\"Non-Lead - Other\", INDEX($K:$K,)=\"Non-Lead - Material Unknown\", INDEX($K:$K,)=\"No System Owned Portion\"), OR(INDEX($Q:$Q,)=\"Galvanized Iron/Steel\", INDEX($Q:$Q,)=\"Non-Lead - Copper\", INDEX($Q:$Q,)=\"Non-Lead - Plastic\", INDEX($Q:$Q,)=\"Non-Lead - Other\", INDEX($Q:$Q,)=\"Non-Lead - Predictive Model\", INDEX($Q:$Q,)=\"No Customer Owned Portion\")), AND(OR( INDEX($K:$K,)=\"Galvanized Iron/Steel\", INDEX($K:$K,)=\"Non-Lead - Copper\", INDEX($K:$K,)=\"Non-Lead - Plastic\", INDEX($K:$K,)=\"Non-Lead - Other\", INDEX($K:$K,)=\"Non-Lead - Material Unknown\", INDEX($K:$K,)=\"No System Owned Portion\"), INDEX($M:$M,)=\"No\", INDEX($Q:$Q,)=\"Non-Lead - Material Unknown\")), \"Non-Lead\", \"Lead Status Unknown\"))))","v":"Non-Lead"}]
[{"$f":"IF(AND(ISBLANK(INDEX($G:$G,)), ISBLANK(INDEX($C:$C,))), \"\", 'PWS Records (System Entry)'!$D$4)","v":"LA1079001"},{"$f":"IF(AND(ISBLANK(INDEX($G:$G,)), ISBLANK(INDEX($C:$C,))), \"\", 'PWS Records (System Entry)'!$D$3)","v":"City of Alexandria Water System"},"5406 DOWNING DR","ALEXANDRIA","LA",71303,10729466,31.270098999999998,-92.480797999999993,null,"Unknown","Not Applicable","Don't Know",null,null,null,"Unknown","Not Applicable",null,null,"Lead Status Unknown"]
[{"$f":"IF(AND(ISBLANK(INDEX($G:$G,)), ISBLANK(INDEX($C:$C,))), \"\", 'PWS Records (System Entry)'!$D$4)","v":"LA1079001"},{"$f":"IF(AND(ISBLANK(INDEX($G:$G,)), ISBLANK(INDEX($C:$C,))), \"\", 'PWS Records (System Entry)'!$D$3)","v":"City of Alexandria Water System"},"327 N 14TH ST","ALEXANDRIA","LA",71301,10729499,31.3138784,-92.459559600000006,null,"Non-Lead - Other","Installation Record (for example, tap card)","Don't Know",null,null,null,"Non-Lead - Other","Installation Record (for example, tap card)",null,null,"Non-Lead"]
[{"$f":"IF(AND(ISBLANK(INDEX($G:$G,)), ISBLANK(INDEX($C:$C,))), \"\", 'PWS Records (System Entry)'!$D$4)","v":"LA1079001"},{"$f":"IF(AND(ISBLANK(INDEX($G:$G,)), ISBLANK(INDEX($C:$C,))), \"\", 'PWS Records (System Entry)'!$D$3)","v":"City of Alexandria Water System"},"3903 MERTENS ST","ALEXANDRIA","LA",71303,10729508,31.249658100000001,-92.4535506,null,"Unknown","Not Applicable","Don't Know",null,null,null,"Unknown","Not Applicable",null,null,"Lead Status Unknown"]
[{"$f":"IF(AND(ISBLANK(INDEX($G:$G,)), ISBLANK(INDEX($C:$C,))), \"\", 'PWS Records (System Entry)'!$D$4)","v":"LA1079001"},{"$f":"IF(AND(ISBLANK(INDEX($G:$G,)), ISBLANK(INDEX($C:$C,))), \"\", 'PWS Records (System Entry)'!$D$3)","v":"City of Alexandria Water System"},"5407 JEFF DAVIS DR","ALEXANDRIA","LA",71303,10729532,31.251632699999998,-92.440399600000006,null,"Unknown","Not Applicable","Don't Know",null,null,null,"Unknown","Not Applicable",null,null,"Lead Status Unknown"]
[{"$f":"IF(AND(ISBLANK(INDEX($G:$G,)), ISBLANK(INDEX($C:$C,))), \"\", 'PWS Records (System Entry)'!$D$4)","v":"LA1079001"},{"$f":"IF(AND(ISBLANK(INDEX($G:$G,)), ISBLANK(INDEX($C:$C,))), \"\", 'PWS Records (System Entry)'!$D$3)","v":"City of Alexandria Water System"},"3905 DUHON LN","ALEXANDRIA","LA",71303,10729564,31.2668587,-92.443490299999993,null,"Unknown","Not Applicable","Don't Know",null,null,null,"Unknown","Not Applicable",null,null,"Lead Status Unknown"]
[{"$f":"IF(AND(ISBLANK(INDEX($G:$G,)), ISBLANK(INDEX($C:$C,))), \"\", 'PWS Records (System Entry)'!$D$4)","v":"LA1079001"},{"$f":"IF(AND(ISBLANK(INDEX($G:$G,)), ISBLANK(INDEX($C:$C,))), \"\", 'PWS Records (System Entry)'!$D$3)","v":"City of Alexandria Water System"},"5408 BENJAMIN ST","ALEXANDRIA","LA",71303,10729590,31.298975899999999,-92.504639400000002,null,"Unknown","Not Applicable","Don't Know",null,null,null,"Unknown","Not Applicable",null,null,"Lead Status Unknown"]
[{"$f":"IF(AND(ISBLANK(INDEX($G:$G,)), ISBLANK(INDEX($C:$C,))), \"\", 'PWS Records (System Entry)'!$D$4)","v":"LA1079001"},{"$f":"IF(AND(ISBLANK(INDEX($G:$G,)), ISBLANK(INDEX($C:$C,))), \"\", 'PWS Records (System Entry)'!$D$3)","v":"City of Alexandria Water System"},"5520 MILDRED AVE","ALEXANDRIA","LA",71303,10729627,31.267011700000001,-92.477580599999996,null,"Unknown","Not Applicable","Don't Know",null,null,null,"Unknown","Not Applicable",null,null,"Lead Status Unknown"]
[{"$f":"IF(AND(ISBLANK(INDEX($G:$G,)), ISBLANK(INDEX($C:$C,))), \"\", 'PWS Records (System Entry)'!$D$4)","v":"LA1079001"},{"$f":"IF(AND(ISBLANK(INDEX($G:$G,)), ISBLANK(INDEX($C:$C,))), \"\", 'PWS Records (System Entry)'!$D$3)","v":"City of Alexandria Water System"},"330 WINDERMERE BLVD","ALEXANDRIA","LA",71303,10729630,31.290647799999999,-92.4914706,null,"Unknown","Not Applicable","Don't Know",null,null,null,"Unknown","Not Applicable",null,null,"Lead Status Unknown"]
[{"$f":"IF(AND(ISBLANK(INDEX($G:$G,)), ISBLANK(INDEX($C:$C,))), \"\", 'PWS Records (System Entry)'!$D$4)","v":"LA1079001"},{"$f":"IF(AND(ISBLANK(INDEX($G:$G,)), ISBLANK(INDEX($C:$C,))), \"\", 'PWS Records (System Entry)'!$D$3)","v":"City of Alexandria Water System"},"5521 NEW YORK AVE","ALEXANDRIA","LA",71303,10729655,31.252762300000001,-92.434361999999993,null,"Unknown","Not Applicable","Don't Know",null,null,null,"Unknown","Not Applicable",null,null,"Lead Status Unknown"]
[{"$f":"IF(AND(ISBLANK(INDEX($G:$G,)), ISBLANK(INDEX($C:$C,))), \"\", 'PWS Records (System Entry)'!$D$4)","v":"LA1079001"},{"$f":"IF(AND(ISBLANK(INDEX($G:$G,)), ISBLANK(INDEX($C:$C,))), \"\", 'PWS Records (System Entry)'!$D$3)","v":"City of Alexandria Water System"},"541 N 3RD ST","ALEXANDRIA","LA",71303,10729689,31.321016400000001,-92.456153499999999,null,"Unknown","Not Applicable","Don't Know",null,null,null,"Unknown","Not Applicable",null,null,"Lead Status Unknown"]
[{"$f":"IF(AND(ISBLANK(INDEX($G:$G,)), ISBLANK(INDEX($C:$C,))), \"\", 'PWS Records (System Entry)'!$D$4)","v":"LA1079001"},{"$f":"IF(AND(ISBLANK(INDEX($G:$G,)), ISBLANK(INDEX($C:$C,))), \"\", 'PWS Records (System Entry)'!$D$3)","v":"City of Alexandria Water System"},"3908 JEFFERSON ST","ALEXANDRIA","LA",71303,10729705,31.264777599999999,-92.445181599999998,null,"Unknown","Not Applicable","Don't Know",null,null,null,"Unknown","Not Applicable",null,null,"Lead Status Unknown"]
[{"$f":"IF(AND(ISBLANK(INDEX($G:$G,)), ISBLANK(INDEX($C:$C,))), \"\", 'PWS Records (System Entry)'!$D$4)","v":"LA1079001"},{"$f":"IF(AND(ISBLANK(INDEX($G:$G,)), ISBLANK(INDEX($C:$C,))), \"\", 'PWS Records (System Entry)'!$D$3)","v":"City of Alexandria Water System"},"3033 CULPEPPER RD APT A","ALEXANDRIA","LA",71301,10729721,31.2638748,-92.458493700000005,null,"Unknown","Not Applicable","Don't Know",null,null,null,"Unknown","Not Applicable",null,null,"Lead Status Unknown"]
[{"$f":"IF(AND(ISBLANK(INDEX($G:$G,)), ISBLANK(INDEX($C:$C,))), \"\", 'PWS Records (System Entry)'!$D$4)","v":"LA1079001"},{"$f":"IF(AND(ISBLANK(INDEX($G:$G,)), ISBLANK(INDEX($C:$C,))), \"\", 'PWS Records (System Entry)'!$D$3)","v":"City of Alexandria Water System"},"5527 NAVAHO TRL","ALEXANDRIA","LA",71303,10729755,31.2679063,-92.477320899999995,null,"Unknown","Not Applicable","Don't Know",null,null,null,"Unknown","Not Applicable",null,null,"Lead Status Unknown"]
[{"$f":"IF(AND(ISBLANK(INDEX($G:$G,)), ISBLANK(INDEX($C:$C,))), \"\", 'PWS Records (System Entry)'!$D$4)","v":"LA1079001"},{"$f":"IF(AND(ISBLANK(INDEX($G:$G,)), ISBLANK(INDEX($C:$C,))), \"\", 'PWS Records (System Entry)'!$D$3)","v":"City of Alexandria Water System"},"5410 RICHARD AVE","ALEXANDRIA","LA",71303,10729780,31.2527571,-92.444487100000003,null,"Unknown","Not Applicable","Don't Know",null,null,null,"Unknown","Not Applicable",null,null,"Lead Status Unknown"]
[{"$f":"IF(AND(ISBLANK(INDEX($G:$G,)), ISBLANK(INDEX($C:$C,))), \"\", 'PWS Records (System Entry)'!$D$4)","v":"LA1079001"},{"$f":"IF(AND(ISBLANK(INDEX($G:$G,)), ISBLANK(INDEX($C:$C,))), \"\", 'PWS Records (System Entry)'!$D$3)","v":"City of Alexandria Water System"},"304 COOK AVE","ALEXANDRIA","LA",71303,10729794,31.305208799999999,-92.460950499999996,null,"Unknown","Not Applicable","Don't Know",null,null,null,"Unknown","Not Applicable",null,null,"Lead Status Unknown"]
[{"$f":"IF(AND(ISBLANK(INDEX($G:$G,)), ISBLANK(INDEX($C:$C,))), \"\", 'PWS Records (System Entry)'!$D$4)","v":"LA1079001"},{"$f":"IF(AND(ISBLANK(INDEX($G:$G,)), ISBLANK(INDEX($C:$C,))), \"\", 'PWS Records (System Entry)'!$D$3)","v":"City of Alexandria Water System"},"3306 WAINWRIGHT ST","ALEXANDRIA","LA",71303,10729821,31.284953999999999,-92.464292,null,"Unknown","Not Applicable","Don't Know",null,null,null,"Unknown","Not Applicable",null,null,"Lead Status Unknown"]
[{"$f":"IF(AND(ISBLANK(INDEX($G:$G,)), ISBLANK(INDEX($C:$C,))), \"\", 'PWS Records (System Entry)'!$D$4)","v":"LA1079001"},{"$f":"IF(AND(ISBLANK(INDEX($G:$G,)), ISBLANK(INDEX($C:$C,))), \"\", 'PWS Records (System Entry)'!$D$3)","v":"City of Alexandria Water System"},"5530 DONALD DR","ALEXANDRIA","LA",71303,10729846,31.249231000000002,-92.439264600000001,null,"Unknown","Not Applicable","Don't Know",null,null,null,"Unknown","Not Applicable",null,null,"Lead Status Unknown"]
[{"$f":"IF(AND(ISBLANK(INDEX($G:$G,)), ISBLANK(INDEX($C:$C,))), \"\", 'PWS Records (System Entry)'!$D$4)","v":"LA1079001"},{"$f":"IF(AND(ISBLANK(INDEX($G:$G,)), ISBLANK(INDEX($C:$C,))), \"\", 'PWS Records (System Entry)'!$D$3)","v":"City of Alexandria Water System"},"3041 CULPEPPER RD APT B","ALEXANDRIA","LA",71301,10729878,31.263863400000002,-92.458375599999997,null,"Unknown","Not Applicable","Don't Know",null,null,null,"Unknown","Not Applicable",null,null,"Lead Status Unknown"]
[{"$f":"IF(AND(ISBLANK(INDEX($G:$G,)), ISBLANK(INDEX($C:$C,))), \"\", 'PWS Records (System Entry)'!$D$4)","v":"LA1079001"},{"$f":"IF(AND(ISBLANK(INDEX($G:$G,)), ISBLANK(INDEX($C:$C,))), \"\", 'PWS Records (System Entry)'!$D$3)","v":"City of Alexandria Water System"},"3308 EVERGREEN DR","ALEXANDRIA","LA",71303,10729887,31.2681191,-92.450058299999995,null,"Unknown","Not Applicable","Don't Know",null,null,null,"Unknown","Not Applicable",null,null,"Lead Status Unknown"]
[{"$f":"IF(AND(ISBLANK(INDEX($G:$G,)), ISBLANK(INDEX($C:$C,))), \"\", 'PWS Records (System Entry)'!$D$4)","v":"LA1079001"},{"$f":"IF(AND(ISBLANK(INDEX($G:$G,)), ISBLANK(INDEX($C:$C,))), \"\", 'PWS Records (System Entry)'!$D$3)","v":"City of Alexandria Water System"},"305 20TH ST","ALEXANDRIA","LA",71303,10729912,31.3046845,-92.461934999999997,null,"Unknown","Not Applicable","Don't Know",null,null,null,"Unknown","Not Applicable",null,null,"Lead Status Unknown"]
[{"$f":"IF(AND(ISBLANK(INDEX($G:$G,)), ISBLANK(INDEX($C:$C,))), \"\", 'PWS Records (System Entry)'!$D$4)","v":"LA1079001"},{"$f":"IF(AND(ISBLANK(INDEX($G:$G,)), ISBLANK(INDEX($C:$C,))), \"\", 'PWS Records (System Entry)'!$D$3)","v":"City of Alexandria Water System"},"5536 DOWNING DR","ALEXANDRIA","LA",71303,10729945,31.269489,-92.482015000000004,null,"Unknown","Not Applicable","Don't Know",null,null,null,"Unknown","Not Applicable",null,null,"Lead Status Unknown"]
[{"$f":"IF(AND(ISBLANK(INDEX($G:$G,)), ISBLANK(INDEX($C:$C,))), \"\", 'PWS Records (System Entry)'!$D$4)","v":"LA1079001"},{"$f":"IF(AND(ISBLANK(INDEX($G:$G,)), ISBLANK(INDEX($C:$C,))), \"\", 'PWS Records (System Entry)'!$D$3)","v":"City of Alexandria Water System"},"5537 JUBE ST","ALEXANDRIA","LA",71303,10729970,31.262779299999998,-92.468385900000001,null,"Non-Lead - Other","Installation Record (for example, tap card)","Don't Know",null,null,null,"Non-Lead - Other","Installation Record (for example, tap card)",null,null,"Non-Lead"]
[{"$f":"IF(AND(ISBLANK(INDEX($G:$G,)), ISBLANK(INDEX($C:$C,))), \"\", 'PWS Records (System Entry)'!$D$4)","v":"LA1079001"},{"$f":"IF(AND(ISBLANK(INDEX($G:$G,)), ISBLANK(INDEX($C:$C,))), \"\", 'PWS Records (System Entry)'!$D$3)","v":"City of Alexandria Water System"},"5416 PROVINE PL","ALEXANDRIA","LA",71303,10729990,31.292291299999999,-92.499685900000003,null,"Non-Lead - Plastic","Installation Date after Lead Ban","Don't Know",null,null,null,"Non-Lead - Plastic","Installation Date after Lead Ban",null,null,"Non-Lead"]
[{"$f":"IF(AND(ISBLANK(INDEX($G:$G,)), ISBLANK(INDEX($C:$C,))), \"\", 'PWS Records (System Entry)'!$D$4)","v":"LA1079001"},{"$f":"IF(AND(ISBLANK(INDEX($G:$G,)), ISBLANK(INDEX($C:$C,))), \"\", 'PWS Records (System Entry)'!$D$3)","v":"City of Alexandria Water System"},"5417 JEFF DAVIS DR","ALEXANDRIA","LA",71303,10730011,31.251082799999999,-92.440923699999999,null,"Unknown","Not Applicable","Don't Know",null,null,null,"Unknown","Not Applicable",null,null,"Lead Status Unknown"]
[{"$f":"IF(AND(ISBLANK(INDEX($G:$G,)), ISBLANK(INDEX($C:$C,))), \"\", 'PWS Records (System Entry)'!$D$4)","v":"LA1079001"},{"$f":"IF(AND(ISBLANK(INDEX($G:$G,)), ISBLANK(INDEX($C:$C,))), \"\", 'PWS Records (System Entry)'!$D$3)","v":"City of Alexandria Water System"},"5542 DONALD DR","ALEXANDRIA","LA",71303,10730034,31.249008799999999,-92.438969700000001,null,"Unknown","Not Applicable","Don't Know",null,null,null,"Unknown","Not Applicable",null,null,"Lead Status Unknown"]
[{"$f":"IF(AND(ISBLANK(INDEX($G:$G,)), ISBLANK(INDEX($C:$C,))), \"\", 'PWS Records (System Entry)'!$D$4)","v":"LA1079001"},{"$f":"IF(AND(ISBLANK(INDEX($G:$G,)), ISBLANK(INDEX($C:$C,))), \"\", 'PWS Records (System Entry)'!$D$3)","v":"City of Alexandria Water System"},"5419 RUTLAND RD","ALEXANDRIA","LA",71303,10730069,31.259335700000001,-92.453363899999999,null,"Unknown","Not Applicable","Don't Know",null,null,null,"Unknown","Not Applicable",null,null,"Lead Status Unknown"]
[{"$f":"IF(AND(ISBLANK(INDEX($G:$G,)), ISBLANK(INDEX($C:$C,))), \"\", 'PWS Records (System Entry)'!$D$4)","v":"LA1079001"},{"$f":"IF(AND(ISBLANK(INDEX($G:$G,)), ISBLANK(INDEX($C:$C,))), \"\", 'PWS Records (System Entry)'!$D$3)","v":"City of Alexandria Water System"},"3915 NORMAN ST","ALEXANDRIA","LA",71301,10730082,31.252617600000001,-92.451508200000006,null,"Non-Lead - Other","Installation Record (for example, tap card)","Don't Know",null,null,null,"Non-Lead - Other","Installation Record (for example, tap card)",null,null,"Non-Lead"]
[{"$f":"IF(AND(ISBLANK(INDEX($G:$G,)), ISBLANK(INDEX($C:$C,))), \"\", 'PWS Records (System Entry)'!$D$4)","v":"LA1079001"},{"$f":"IF(AND(ISBLANK(INDEX($G:$G,)), ISBLANK(INDEX($C:$C,))), \"\", 'PWS Records (System Entry)'!$D$3)","v":"City of Alexandria Water System"},"307 MEADOWLARK DR","ALEXANDRIA","LA",71303,10730102,31.298146899999999,-92.509419100000002,null,"Unknown","Not Applicable","Don't Know",null,null,null,"Unknown","Not Applicable",null,null,"Lead Status Unknown"]
[{"$f":"IF(AND(ISBLANK(INDEX($G:$G,)), ISBLANK(INDEX($C:$C,))), \"\", 'PWS Records (System Entry)'!$D$4)","v":"LA1079001"},{"$f":"IF(AND(ISBLANK(INDEX($G:$G,)), ISBLANK(INDEX($C:$C,))), \"\", 'PWS Records (System Entry)'!$D$3)","v":"City of Alexandria Water System"},"307 SWEETBRIAR DR","ALEXANDRIA","LA",71303,10730135,31.296457,-92.4841926,null,"Unknown","Not Applicable","Don't Know",null,null,null,"Unknown","Not Applicable",null,null,"Lead Status Unknown"]
[{"$f":"IF(AND(ISBLANK(INDEX($G:$G,)), ISBLANK(INDEX($C:$C,))), \"\", 'PWS Records (System Entry)'!$D$4)","v":"LA1079001"},{"$f":"IF(AND(ISBLANK(INDEX($G:$G,)), ISBLANK(INDEX($C:$C,))), \"\", 'PWS Records (System Entry)'!$D$3)","v":"City of Alexandria Water System"},"5569 DOWNING DR","ALEXANDRIA","LA",71303,10730160,31.269404000000002,-92.483110999999994,null,"Unknown","Not Applicable","Don't Know",null,null,null,"Unknown","Not Applicable",null,null,"Lead Status Unknown"]
[{"$f":"IF(AND(ISBLANK(INDEX($G:$G,)), ISBLANK(INDEX($C:$C,))), \"\", 'PWS Records (System Entry)'!$D$4)","v":"LA1079001"},{"$f":"IF(AND(ISBLANK(INDEX($G:$G,)), ISBLANK(INDEX($C:$C,))), \"\", 'PWS Records (System Entry)'!$D$3)","v":"City of Alexandria Water System"},"3315 JULIET ST","ALEXANDRIA","LA",71303,10730185,31.277047100000001,-92.436955800000007,null,"Non-Lead - Other","Installation Date after Lead Ban","Don't Know",null,null,null,"Non-Lead - Other","Installation Date after Lead Ban",null,null,"Non-Lead"]
[{"$f":"IF(AND(ISBLANK(INDEX($G:$G,)), ISBLANK(INDEX($C:$C,))), \"\", 'PWS Records (System Entry)'!$D$4)","v":"LA1079001"},{"$f":"IF(AND(ISBLANK(INDEX($G:$G,)), ISBLANK(INDEX($C:$C,))), \"\", 'PWS Records (System Entry)'!$D$3)","v":"City of Alexandria Water System"},"3919 BLOCH ST","ALEXANDRIA","LA",71303,10730201,31.275610199999999,-92.437208999999996,null,"Non-Lead - Other","Installation Date after Lead Ban","Don't Know",null,null,null,"Non-Lead - Other","Installation Date after Lead Ban",null,null,"Non-Lead"]
[{"$f":"IF(AND(ISBLANK(INDEX($G:$G,)), ISBLANK(INDEX($C:$C,))), \"\", 'PWS Records (System Entry)'!$D$4)","v":"LA1079001"},{"$f":"IF(AND(ISBLANK(INDEX($G:$G,)), ISBLANK(INDEX($C:$C,))), \"\", 'PWS Records (System Entry)'!$D$3)","v":"City of Alexandria Water System"},"5577 DOWNING DR","ALEXANDRIA","LA",71303,10730226,31.269456999999999,-92.483231000000004,null,"Unknown","Not Applicable","Don't Know",null,null,null,"Unknown","Not Applicable",null,null,"Lead Status Unknown"]
[{"$f":"IF(AND(ISBLANK(INDEX($G:$G,)), ISBLANK(INDEX($C:$C,))), \"\", 'PWS Records (System Entry)'!$D$4)","v":"LA1079001"},{"$f":"IF(AND(ISBLANK(INDEX($G:$G,)), ISBLANK(INDEX($C:$C,))), \"\", 'PWS Records (System Entry)'!$D$3)","v":"City of Alexandria Water System"},"3316 WAINWRIGHT ST","ALEXANDRIA","LA",71303,10730259,31.284554799999999,-92.464561099999997,null,"Unknown","Not Applicable","Don't Know",null,null,null,"Unknown","Not Applicable",null,null,"Lead Status Unknown"]
[{"$f":"IF(AND(ISBLANK(INDEX($G:$G,)), ISBLANK(INDEX($C:$C,))), \"\", 'PWS Records (System Entry)'!$D$4)","v":"LA1079001"},{"$f":"IF(AND(ISBLANK(INDEX($G:$G,)), ISBLANK(INDEX($C:$C,))), \"\", 'PWS Records (System Entry)'!$D$3)","v":"City of Alexandria Water System"},"3317 PARKWAY DR","ALEXANDRIA","LA",71303,10730281,31.2851319,-92.467158699999999,null,"Unknown","Not Applicable","Don't Know",null,null,null,"Unknown","Not Applicable",null,null,"Lead Status Unknown"]
[{"$f":"IF(AND(ISBLANK(INDEX($G:$G,)), ISBLANK(INDEX($C:$C,))), \"\", 'PWS Records (System Entry)'!$D$4)","v":"LA1079001"},{"$f":"IF(AND(ISBLANK(INDEX($G:$G,)), ISBLANK(INDEX($C:$C,))), \"\", 'PWS Records (System Entry)'!$D$3)","v":"City of Alexandria Water System"},"56 HEYMAN LN","ALEXANDRIA","LA",71301,10730292,31.298926999999999,-92.487686299999993,null,"Unknown","Not Applicable","Don't Know",null,null,null,"Unknown","Not Applicable",null,null,"Lead Status Unknown"]
[{"$f":"IF(AND(ISBLANK(INDEX($G:$G,)), ISBLANK(INDEX($C:$C,))), \"\", 'PWS Records (System Entry)'!$D$4)","v":"LA1079001"},{"$f":"IF(AND(ISBLANK(INDEX($G:$G,)), ISBLANK(INDEX($C:$C,))), \"\", 'PWS Records (System Entry)'!$D$3)","v":"City of Alexandria Water System"},"545 VERSAILLES BLVD","ALEXANDRIA","LA",71303,10730324,31.275179900000001,-92.488855400000006,null,"Non-Lead - Plastic","Installation Date after Lead Ban","Don't Know",null,null,null,"Non-Lead - Plastic","Installation Date after Lead Ban",null,null,"Non-Lead"]
[{"$f":"IF(AND(ISBLANK(INDEX($G:$G,)), ISBLANK(INDEX($C:$C,))), \"\", 'PWS Records (System Entry)'!$D$4)","v":"LA1079001"},{"$f":"IF(AND(ISBLANK(INDEX($G:$G,)), ISBLANK(INDEX($C:$C,))), \"\", 'PWS Records (System Entry)'!$D$3)","v":"City of Alexandria Water System"},"3319 REDWOOD DR","ALEXANDRIA","LA",71303,10730351,31.275549399999999,-92.453563900000006,null,"Unknown","Not Applicable","Don't Know",null,null,null,"Unknown","Not Applicable",null,null,"Lead Status Unknown"]
[{"$f":"IF(AND(ISBLANK(INDEX($G:$G,)), ISBLANK(INDEX($C:$C,))), \"\", 'PWS Records (System Entry)'!$D$4)","v":"LA1079001"},{"$f":"IF(AND(ISBLANK(INDEX($G:$G,)), ISBLANK(INDEX($C:$C,))), \"\", 'PWS Records (System Entry)'!$D$3)","v":"City of Alexandria Water System"},"3320 ELLIOTT ST","ALEXANDRIA","LA",71303,10730379,31.293545099999999,-92.475958700000007,null,"Unknown","Not Applicable","Don't Know",null,null,null,"Unknown","Not Applicable",null,null,"Lead Status Unknown"]
[{"$f":"IF(AND(ISBLANK(INDEX($G:$G,)), ISBLANK(INDEX($C:$C,))), \"\", 'PWS Records (System Entry)'!$D$4)","v":"LA1079001"},{"$f":"IF(AND(ISBLANK(INDEX($G:$G,)), ISBLANK(INDEX($C:$C,))), \"\", 'PWS Records (System Entry)'!$D$3)","v":"City of Alexandria Water System"},"3320 MONROE ST","ALEXANDRIA","LA",71303,10730406,31.300449499999999,-92.478426999999996,null,"Unknown","Not Applicable","Don't Know",null,null,null,"Unknown","Not Applicable",null,null,"Lead Status Unknown"]
[{"$f":"IF(AND(ISBLANK(INDEX($G:$G,)), ISBLANK(INDEX($C:$C,))), \"\", 'PWS Records (System Entry)'!$D$4)","v":"LA1079001"},{"$f":"IF(AND(ISBLANK(INDEX($G:$G,)), ISBLANK(INDEX($C:$C,))), \"\", 'PWS Records (System Entry)'!$D$3)","v":"City of Alexandria Water System"},"3320 PARKWAY DR","ALEXANDRIA","LA",71303,10730416,31.284956300000001,-92.467385300000004,null,"Unknown","Not Applicable","Don't Know",null,null,null,"Unknown","Not Applicable",null,null,"Lead Status Unknown"]
[{"$f":"IF(AND(ISBLANK(INDEX($G:$G,)), ISBLANK(INDEX($C:$C,))), \"\", 'PWS Records (System Entry)'!$D$4)","v":"LA1079001"},{"$f":"IF(AND(ISBLANK(INDEX($G:$G,)), ISBLANK(INDEX($C:$C,))), \"\", 'PWS Records (System Entry)'!$D$3)","v":"City of Alexandria Water System"},"3100 ANADALE RD","ALEXANDRIA","LA",71303,10730450,31.258824300000001,-92.459007400000004,null,"Unknown","Not Applicable","Don't Know",null,null,null,"Unknown","Not Applicable",null,null,"Lead Status Unknown"]
[{"$f":"IF(AND(ISBLANK(INDEX($G:$G,)), ISBLANK(INDEX($C:$C,))), \"\", 'PWS Records (System Entry)'!$D$4)","v":"LA1079001"},{"$f":"IF(AND(ISBLANK(INDEX($G:$G,)), ISBLANK(INDEX($C:$C,))), \"\", 'PWS Records (System Entry)'!$D$3)","v":"City of Alexandria Water System"},"549 VERSAILLES BLVD","ALEXANDRIA","LA",71301,10730472,31.274878399999999,-92.488434499999997,null,"Non-Lead - Plastic","Installation Date after Lead Ban","Don't Know",null,null,null,"Non-Lead - Plastic","Installation Date after Lead Ban",null,null,"Non-Lead"]
[{"$f":"IF(AND(ISBLANK(INDEX($G:$G,)), ISBLANK(INDEX($C:$C,))), \"\", 'PWS Records (System Entry)'!$D$4)","v":"LA1079001"},{"$f":"IF(AND(ISBLANK(INDEX($G:$G,)), ISBLANK(INDEX($C:$C,))), \"\", 'PWS Records (System Entry)'!$D$3)","v":"City of Alexandria Water System"},"549 VERSAILLES BLVD","ALEXANDRIA","LA",71301,10730482,31.274878399999999,-92.488434499999997,null,"Non-Lead - Plastic","Installation Date after Lead Ban","Don't Know",null,null,null,"Non-Lead - Plastic","Installation Date after Lead Ban",null,null,"Non-Lead"]
[{"$f":"IF(AND(ISBLANK(INDEX($G:$G,)), ISBLANK(INDEX($C:$C,))), \"\", 'PWS Records (System Entry)'!$D$4)","v":"LA1079001"},{"$f":"IF(AND(ISBLANK(INDEX($G:$G,)), ISBLANK(INDEX($C:$C,))), \"\", 'PWS Records (System Entry)'!$D$3)","v":"City of Alexandria Water System"},"3929 BAKER ST","ALEXANDRIA","LA",71302,10730514,31.270023800000001,-92.442030700000004,null,"Unknown","Not Applicable","Don't Know",null,null,null,"Unknown","Not Applicable",null,null,"Lead Status Unknown"]
[{"$f":"IF(AND(ISBLANK(INDEX($G:$G,)), ISBLANK(INDEX($C:$C,))), \"\", 'PWS Records (System Entry)'!$D$4)","v":"LA1079001"},{"$f":"IF(AND(ISBLANK(INDEX($G:$G,)), ISBLANK(INDEX($C:$C,))), \"\", 'PWS Records (System Entry)'!$D$3)","v":"City of Alexandria Water System"},"393 WINDERMERE BLVD UNIT A","ALEXANDRIA","LA",71303,10730540,31.288704899999999,-92.490557300000006,null,"Unknown","Not Applicable","Don't Know",null,null,null,"Unknown","Not Applicable",null,null,"Lead Status Unknown"]
[{"$f":"IF(AND(ISBLANK(INDEX($G:$G,)), ISBLANK(INDEX($C:$C,))), \"\", 'PWS Records (System Entry)'!$D$4)","v":"LA1079001"},{"$f":"IF(AND(ISBLANK(INDEX($G:$G,)), ISBLANK(INDEX($C:$C,))), \"\", 'PWS Records (System Entry)'!$D$3)","v":"City of Alexandria Water System"},"3325 ENGLAND DR LOT 11","ALEXANDRIA","LA",71301,10730552,31.325173700000001,-92.489569000000003,null,"Unknown","Not Applicable","Don't Know",null,null,null,"Unknown","Not Applicable",null,null,"Lead Status Unknown"]
[{"$f":"IF(AND(ISBLANK(INDEX($G:$G,)), ISBLANK(INDEX($C:$C,))), \"\", 'PWS Records (System Entry)'!$D$4)","v":"LA1079001"},{"$f":"IF(AND(ISBLANK(INDEX($G:$G,)), ISBLANK(INDEX($C:$C,))), \"\", 'PWS Records (System Entry)'!$D$3)","v":"City of Alexandria Water System"},"3328 ENGLAND DR","ALEXANDRIA","LA",71303,10730598,31.325101499999999,-92.489309500000005,null,"Unknown","Not Applicable","Don't Know",null,null,null,"Unknown","Not Applicable",null,null,"Lead Status Unknown"]
[{"$f":"IF(AND(ISBLANK(INDEX($G:$G,)), ISBLANK(INDEX($C:$C,))), \"\", 'PWS Records (System Entry)'!$D$4)","v":"LA1079001"},{"$f":"IF(AND(ISBLANK(INDEX($G:$G,)), ISBLANK(INDEX($C:$C,))), \"\", 'PWS Records (System Entry)'!$D$3)","v":"City of Alexandria Water System"},"3104 HERBERT ST","ALEXANDRIA","LA",71303,10730606,31.286128699999999,-92.456071300000005,null,"Unknown","Not Applicable","Don't Know",null,null,null,"Unknown","Not Applicable",null,null,"Lead Status Unknown"]
[{"$f":"IF(AND(ISBLANK(INDEX($G:$G,)), ISBLANK(INDEX($C:$C,))), \"\", 'PWS Records (System Entry)'!$D$4)","v":"LA1079001"},{"$f":"IF(AND(ISBLANK(INDEX($G:$G,)), ISBLANK(INDEX($C:$C,))), \"\", 'PWS Records (System Entry)'!$D$3)","v":"City of Alexandria Water System"},"3104 NELSON ST","ALEXANDRIA","LA",71303,10730644,31.2928772,-92.471305999999998,null,"Unknown","Not Applicable","Don't Know",null,null,null,"Unknown","Not Applicable",null,null,"Lead Status Unknown"]
[{"$f":"IF(AND(ISBLANK(INDEX($G:$G,)), ISBLANK(INDEX($C:$C,))), \"\", 'PWS Records (System Entry)'!$D$4)","v":"LA1079001"},{"$f":"IF(AND(ISBLANK(INDEX($G:$G,)), ISBLANK(INDEX($C:$C,))), \"\", 'PWS Records (System Entry)'!$D$3)","v":"City of Alexandria Water System"},"5605 LANCE LN","ALEXANDRIA","LA",71303,10730668,31.272708399999999,-92.500323899999998,null,"Unknown","Not Applicable","Don't Know",null,null,null,"Unknown","Not Applicable",null,null,"Lead Status Unknown"]
[{"$f":"IF(AND(ISBLANK(INDEX($G:$G,)), ISBLANK(INDEX($C:$C,))), \"\", 'PWS Records (System Entry)'!$D$4)","v":"LA1079001"},{"$f":"IF(AND(ISBLANK(INDEX($G:$G,)), ISBLANK(INDEX($C:$C,))), \"\", 'PWS Records (System Entry)'!$D$3)","v":"City of Alexandria Water System"},"5605 MASONIC DR","ALEXANDRIA","LA",71303,10730673,31.2643035,-92.473394900000002,null,"Unknown","Not Applicable","Don't Know",null,null,null,"Unknown","Not Applicable",null,null,"Lead Status Unknown"]
[{"$f":"IF(AND(ISBLANK(INDEX($G:$G,)), ISBLANK(INDEX($C:$C,))), \"\", 'PWS Records (System Entry)'!$D$4)","v":"LA1079001"},{"$f":"IF(AND(ISBLANK(INDEX($G:$G,)), ISBLANK(INDEX($C:$C,))), \"\", 'PWS Records (System Entry)'!$D$3)","v":"City of Alexandria Water System"},"5606 DOWNING DR","ALEXANDRIA","LA",71303,10730705,31.269718999999998,-92.483084000000005,null,"Unknown","Not Applicable","Don't Know",null,null,null,"Unknown","Not Applicable",null,null,"Lead Status Unknown"]
[{"$f":"IF(AND(ISBLANK(INDEX($G:$G,)), ISBLANK(INDEX($C:$C,))), \"\", 'PWS Records (System Entry)'!$D$4)","v":"LA1079001"},{"$f":"IF(AND(ISBLANK(INDEX($G:$G,)), ISBLANK(INDEX($C:$C,))), \"\", 'PWS Records (System Entry)'!$D$3)","v":"City of Alexandria Water System"},"2311 HORSESHOE DR","ALEXANDRIA","LA",71303,10730729,31.258937,-92.474373600000007,null,"Unknown","Not Applicable","Don't Know",null,null,null,"Unknown","Not Applicable",null,null,"Lead Status Unknown"]
[{"$f":"IF(AND(ISBLANK(INDEX($G:$G,)), ISBLANK(INDEX($C:$C,))), \"\", 'PWS Records (System Entry)'!$D$4)","v":"LA1079001"},{"$f":"IF(AND(ISBLANK(INDEX($G:$G,)), ISBLANK(INDEX($C:$C,))), \"\", 'PWS Records (System Entry)'!$D$3)","v":"City of Alexandria Water System"},"6190 ANTOINETTE ST","ALEXANDRIA","LA",71303,10730746,31.264150000000001,-92.506024999999994,null,"Unknown","Not Applicable","Don't Know",null,null,null,"Unknown","Not Applicable",null,null,"Lead Status Unknown"]
[{"$f":"IF(AND(ISBLANK(INDEX($G:$G,)), ISBLANK(INDEX($C:$C,))), \"\", 'PWS Records (System Entry)'!$D$4)","v":"LA1079001"},{"$f":"IF(AND(ISBLANK(INDEX($G:$G,)), ISBLANK(INDEX($C:$C,))), \"\", 'PWS Records (System Entry)'!$D$3)","v":"City of Alexandria Water System"},"3331 BROADWAY AVE","ALEXANDRIA","LA",71303,10730787,31.279259700000001,-92.445399499999994,null,"Unknown","Not Applicable","Don't Know",null,null,null,"Unknown","Not Applicable",null,null,"Lead Status Unknown"]
[{"$f":"IF(AND(ISBLANK(INDEX($G:$G,)), ISBLANK(INDEX($C:$C,))), \"\", 'PWS Records (System Entry)'!$D$4)","v":"LA1079001"},{"$f":"IF(AND(ISBLANK(INDEX($G:$G,)), ISBLANK(INDEX($C:$C,))), \"\", 'PWS Records (System Entry)'!$D$3)","v":"City of Alexandria Water System"},"2312 DOGWOOD LN","ALEXANDRIA","LA",71303,10730798,31.270113299999998,-92.464629599999995,null,"Unknown","Not Applicable","Don't Know",null,null,null,"Unknown","Not Applicable",null,null,"Lead Status Unknown"]
[{"$f":"IF(AND(ISBLANK(INDEX($G:$G,)), ISBLANK(INDEX($C:$C,))), \"\", 'PWS Records (System Entry)'!$D$4)","v":"LA1079001"},{"$f":"IF(AND(ISBLANK(INDEX($G:$G,)), ISBLANK(INDEX($C:$C,))), \"\", 'PWS Records (System Entry)'!$D$3)","v":"City of Alexandria Water System"},"2312 ORANGE ST","ALEXANDRIA","LA",71303,10730831,31.296616,-92.460316000000006,null,"Unknown","Not Applicable","Don't Know",null,null,null,"Unknown","Not Applicable",null,null,"Lead Status Unknown"]
[{"$f":"IF(AND(ISBLANK(INDEX($G:$G,)), ISBLANK(INDEX($C:$C,))), \"\", 'PWS Records (System Entry)'!$D$4)","v":"LA1079001"},{"$f":"IF(AND(ISBLANK(INDEX($G:$G,)), ISBLANK(INDEX($C:$C,))), \"\", 'PWS Records (System Entry)'!$D$3)","v":"City of Alexandria Water System"},"3944 CARLTON ST","ALEXANDRIA","LA",71303,10730840,31.264802499999998,-92.443431599999997,null,"Unknown","Not Applicable","Don't Know",null,null,null,"Unknown","Not Applicable",null,null,"Lead Status Unknown"]
[{"$f":"IF(AND(ISBLANK(INDEX($G:$G,)), ISBLANK(INDEX($C:$C,))), \"\", 'PWS Records (System Entry)'!$D$4)","v":"LA1079001"},{"$f":"IF(AND(ISBLANK(INDEX($G:$G,)), ISBLANK(INDEX($C:$C,))), \"\", 'PWS Records (System Entry)'!$D$3)","v":"City of Alexandria Water System"},"5608 BRUYNINCKX RD","ALEXANDRIA","LA",71303,10730863,31.271934600000002,-92.497706399999998,null,"Unknown","Not Applicable","Don't Know",null,null,null,"Unknown","Not Applicable",null,null,"Lead Status Unknown"]
[{"$f":"IF(AND(ISBLANK(INDEX($G:$G,)), ISBLANK(INDEX($C:$C,))), \"\", 'PWS Records (System Entry)'!$D$4)","v":"LA1079001"},{"$f":"IF(AND(ISBLANK(INDEX($G:$G,)), ISBLANK(INDEX($C:$C,))), \"\", 'PWS Records (System Entry)'!$D$3)","v":"City of Alexandria Water System"},"3107 PERSHING ST","ALEXANDRIA","LA",71303,10730888,31.295946000000001,-92.473236,null,"Unknown","Not Applicable","Don't Know",null,null,null,"Unknown","Not Applicable",null,null,"Lead Status Unknown"]
[{"$f":"IF(AND(ISBLANK(INDEX($G:$G,)), ISBLANK(INDEX($C:$C,))), \"\", 'PWS Records (System Entry)'!$D$4)","v":"LA1079001"},{"$f":"IF(AND(ISBLANK(INDEX($G:$G,)), ISBLANK(INDEX($C:$C,))), \"\", 'PWS Records (System Entry)'!$D$3)","v":"City of Alexandria Water System"},"3108 CAROL CT","ALEXANDRIA","LA",71303,10730923,31.2879003,-92.466837699999999,null,"Unknown","Not Applicable","Don't Know",null,null,null,"Unknown","Not Applicable",null,null,"Lead Status Unknown"]
[{"$f":"IF(AND(ISBLANK(INDEX($G:$G,)), ISBLANK(INDEX($C:$C,))), \"\", 'PWS Records (System Entry)'!$D$4)","v":"LA1079001"},{"$f":"IF(AND(ISBLANK(INDEX($G:$G,)), ISBLANK(INDEX($C:$C,))), \"\", 'PWS Records (System Entry)'!$D$3)","v":"City of Alexandria Water System"},"2314 WISE ST","ALEXANDRIA","LA",71303,10730949,31.2936555,-92.447517000000005,null,"Unknown","Not Applicable","Don't Know",null,null,null,"Unknown","Not Applicable",null,null,"Lead Status Unknown"]
[{"$f":"IF(AND(ISBLANK(INDEX($G:$G,)), ISBLANK(INDEX($C:$C,))), \"\", 'PWS Records (System Entry)'!$D$4)","v":"LA1079001"},{"$f":"IF(AND(ISBLANK(INDEX($G:$G,)), ISBLANK(INDEX($C:$C,))), \"\", 'PWS Records (System Entry)'!$D$3)","v":"City of Alexandria Water System"},"3337 HALSEY ST","ALEXANDRIA","LA",71303,10730975,31.284566099999999,-92.466124899999997,null,"Non-Lead - Plastic","Installation Record (for example, tap card)","Don't Know",null,null,null,"Unknown","Not Applicable",null,null,{"$f":"IF(AND(INDEX($K:$K,)=\"\", INDEX($L:$L,)=\"\", INDEX($M:$M,)=\"\", INDEX($Q:$Q,)=\"\", INDEX($R:$R,)=\"\"), \"\", IF(OR(INDEX($K:$K,)=\"Lead\",INDEX($Q:$Q,)=\"Lead\"),\"Lead\",IF(OR(AND(OR(INDEX($M:$M,)=\"Yes\", INDEX($M:$M,)=\"Don't Know\", INDEX($M:$M,)=\"\"), INDEX($Q:$Q,)=\"Galvanized Iron/Steel\"), AND(INDEX($K:$K,)=\"Unknown\", INDEX($M:$M,)=\"No\", INDEX($Q:$Q,)=\"Galvanized Iron/Steel\")), \"Galvanized Requiring Replacement\", IF(OR(AND(OR(INDEX($K:$K,)=\"Galvanized Iron/Steel\", INDEX($K:$K,)=\"Non-Lead - Copper\", INDEX($K:$K,)=\"Non-Lead - Plastic\", INDEX($K:$K,)=\"Non-Lead - Other\", INDEX($K:$K,)=\"Non-Lead - Material Unknown\", INDEX($K:$K,)=\"No System Owned Portion\"), OR(INDEX($Q:$Q,)=\"Galvanized Iron/Steel\", INDEX($Q:$Q,)=\"Non-Lead - Copper\", INDEX($Q:$Q,)=\"Non-Lead - Plastic\", INDEX($Q:$Q,)=\"Non-Lead - Other\", INDEX($Q:$Q,)=\"Non-Lead - Predictive Model\", INDEX($Q:$Q,)=\"No Customer Owned Portion\")), AND(OR( INDEX($K:$K,)=\"Galvanized Iron/Steel\", INDEX($K:$K,)=\"Non-Lead - Copper\", INDEX($K:$K,)=\"Non-Lead - Plastic\", INDEX($K:$K,)=\"Non-Lead - Other\", INDEX($K:$K,)=\"Non-Lead - Material Unknown\", INDEX($K:$K,)=\"No System Owned Portion\"), INDEX($M:$M,)=\"No\", INDEX($Q:$Q,)=\"Non-Lead - Material Unknown\")), \"Non-Lead\", \"Lead Status Unknown\"))))","v":"Lead Status Unknown"}]
[{"$f":"IF(AND(ISBLANK(INDEX($G:$G,)), ISBLANK(INDEX($C:$C,))), \"\", 'PWS Records (System Entry)'!$D$4)","v":"LA1079001"},{"$f":"IF(AND(ISBLANK(INDEX($G:$G,)), ISBLANK(INDEX($C:$C,))), \"\", 'PWS Records (System Entry)'!$D$3)","v":"City of Alexandria Water System"},"6201 BAYOU CROSSING DR","ALEXANDRIA","LA",71303,10730987,31.263285100000001,-92.5007126,null,"Non-Lead - Other","Installation Record (for example, tap card)","Don't Know",null,null,null,"Non-Lead - Other","Installation Record (for example, tap card)",null,null,"Non-Lead"]
[{"$f":"IF(AND(ISBLANK(INDEX($G:$G,)), ISBLANK(INDEX($C:$C,))), \"\", 'PWS Records (System Entry)'!$D$4)","v":"LA1079001"},{"$f":"IF(AND(ISBLANK(INDEX($G:$G,)), ISBLANK(INDEX($C:$C,))), \"\", 'PWS Records (System Entry)'!$D$3)","v":"City of Alexandria Water System"},"6554 HWY 1","ALEXANDRIA","LA",71303,10731018,31.347318999999999,-92.535294500000006,null,"Unknown","Not Applicable","Don't Know",null,null,null,"Unknown","Not Applicable",null,null,"Lead Status Unknown"]
[{"$f":"IF(AND(ISBLANK(INDEX($G:$G,)), ISBLANK(INDEX($C:$C,))), \"\", 'PWS Records (System Entry)'!$D$4)","v":"LA1079001"},{"$f":"IF(AND(ISBLANK(INDEX($G:$G,)), ISBLANK(INDEX($C:$C,))), \"\", 'PWS Records (System Entry)'!$D$3)","v":"City of Alexandria Water System"},"397 20TH ST","ALEXANDRIA","LA",71303,10731034,31.304134399999999,-92.461634799999999,null,"Unknown","Not Applicable","Don't Know",null,null,null,"Unknown","Not Applicable",null,null,"Lead Status Unknown"]
[{"$f":"IF(AND(ISBLANK(INDEX($G:$G,)), ISBLANK(INDEX($C:$C,))), \"\", 'PWS Records (System Entry)'!$D$4)","v":"LA1079001"},{"$f":"IF(AND(ISBLANK(INDEX($G:$G,)), ISBLANK(INDEX($C:$C,))), \"\", 'PWS Records (System Entry)'!$D$3)","v":"City of Alexandria Water System"},"2316 HYNSON ST","ALEXANDRIA","LA",71303,10731053,31.307052500000001,-92.469379599999996,null,"Unknown","Not Applicable","Don't Know",null,null,null,"Unknown","Not Applicable",null,null,"Lead Status Unknown"]
[{"$f":"IF(AND(ISBLANK(INDEX($G:$G,)), ISBLANK(INDEX($C:$C,))), \"\", 'PWS Records (System Entry)'!$D$4)","v":"LA1079001"},{"$f":"IF(AND(ISBLANK(INDEX($G:$G,)), ISBLANK(INDEX($C:$C,))), \"\", 'PWS Records (System Entry)'!$D$3)","v":"City of Alexandria Water System"},"398 WINDERMERE BLVD","ALEXANDRIA","LA",71303,10731079,31.2882198,-92.490866600000004,null,"Unknown","Not Applicable","Don't Know",null,null,null,"Unknown","Not Applicable",null,null,"Lead Status Unknown"]
[{"$f":"IF(AND(ISBLANK(INDEX($G:$G,)), ISBLANK(INDEX($C:$C,))), \"\", 'PWS Records (System Entry)'!$D$4)","v":"LA1079001"},{"$f":"IF(AND(ISBLANK(INDEX($G:$G,)), ISBLANK(INDEX($C:$C,))), \"\", 'PWS Records (System Entry)'!$D$3)","v":"City of Alexandria Water System"},"3109 OLCUTT ST","ALEXANDRIA","LA",71303,10731111,31.2690871,-92.453041799999994,null,"Unknown","Not Applicable","Don't Know",null,null,null,"Unknown","Not Applicable",null,null,"Lead Status Unknown"]
[{"$f":"IF(AND(ISBLANK(INDEX($G:$G,)), ISBLANK(INDEX($C:$C,))), \"\", 'PWS Records (System Entry)'!$D$4)","v":"LA1079001"},{"$f":"IF(AND(ISBLANK(INDEX($G:$G,)), ISBLANK(INDEX($C:$C,))), \"\", 'PWS Records (System Entry)'!$D$3)","v":"City of Alexandria Water System"},"3109 TOUPS ST","ALEXANDRIA","LA",71303,10731137,31.292229200000001,-92.471187499999999,null,"Unknown","Not Applicable","Don't Know",null,null,null,"Unknown","Not Applicable",null,null,"Lead Status Unknown"]
[{"$f":"IF(AND(ISBLANK(INDEX($G:$G,)), ISBLANK(INDEX($C:$C,))), \"\", 'PWS Records (System Entry)'!$D$4)","v":"LA1079001"},{"$f":"IF(AND(ISBLANK(INDEX($G:$G,)), ISBLANK(INDEX($C:$C,))), \"\", 'PWS Records (System Entry)'!$D$3)","v":"City of Alexandria Water System"},"6600 DUBLIN RD","ALEXANDRIA","LA",71303,10731168,31.340288600000001,-92.5164501,null,"Unknown","Not Applicable","Don't Know",null,null,null,"Unknown","Not Applicable",null,null,"Lead Status Unknown"]
[{"$f":"IF(AND(ISBLANK(INDEX($G:$G,)), ISBLANK(INDEX($C:$C,))), \"\", 'PWS Records (System Entry)'!$D$4)","v":"LA1079001"},{"$f":"IF(AND(ISBLANK(INDEX($G:$G,)), ISBLANK(INDEX($C:$C,))), \"\", 'PWS Records (System Entry)'!$D$3)","v":"City of Alexandria Water System"},"5611 BENJAMIN ST","ALEXANDRIA","LA",71303,10731177,31.299460100000001,-92.506887300000002,null,"Unknown","Not Applicable","Don't Know",null,null,null,"Unknown","Not Applicable",null,null,"Lead Status Unknown"]
[{"$f":"IF(AND(ISBLANK(INDEX($G:$G,)), ISBLANK(INDEX($C:$C,))), \"\", 'PWS Records (System Entry)'!$D$4)","v":"LA1079001"},{"$f":"IF(AND(ISBLANK(INDEX($G:$G,)), ISBLANK(INDEX($C:$C,))), \"\", 'PWS Records (System Entry)'!$D$3)","v":"City of Alexandria Water System"},"311 POST OAK BLVD","ALEXANDRIA","LA",71303,10731200,31.297075400000001,-92.482299499999996,null,"Unknown","Not Applicable","Don't Know",null,null,null,"Unknown","Not Applicable",null,null,"Lead Status Unknown"]
[{"$f":"IF(AND(ISBLANK(INDEX($G:$G,)), ISBLANK(INDEX($C:$C,))), \"\", 'PWS Records (System Entry)'!$D$4)","v":"LA1079001"},{"$f":"IF(AND(ISBLANK(INDEX($G:$G,)), ISBLANK(INDEX($C:$C,))), \"\", 'PWS Records (System Entry)'!$D$3)","v":"City of Alexandria Water System"},"6600 FIRST ST","ALEXANDRIA","LA",71303,10731227,31.336533299999999,-92.522279999999995,null,"Unknown","Not Applicable","Don't Know",null,null,null,"Unknown","Not Applicable",null,null,"Lead Status Unknown"]
[{"$f":"IF(AND(ISBLANK(INDEX($G:$G,)), ISBLANK(INDEX($C:$C,))), \"\", 'PWS Records (System Entry)'!$D$4)","v":"LA1079001"},{"$f":"IF(AND(ISBLANK(INDEX($G:$G,)), ISBLANK(INDEX($C:$C,))), \"\", 'PWS Records (System Entry)'!$D$3)","v":"City of Alexandria Water System"},"6204 COCO DR","ALEXANDRIA","LA",71303,10731242,31.263711399999998,-92.494085799999993,null,"Non-Lead - Plastic","Installation Date after Lead Ban","Don't Know",null,null,null,"Non-Lead - Plastic","Installation Date after Lead Ban",null,null,"Non-Lead"]
[{"$f":"IF(AND(ISBLANK(INDEX($G:$G,)), ISBLANK(INDEX($C:$C,))), \"\", 'PWS Records (System Entry)'!$D$4)","v":"LA1079001"},{"$f":"IF(AND(ISBLANK(INDEX($G:$G,)), ISBLANK(INDEX($C:$C,))), \"\", 'PWS Records (System Entry)'!$D$3)","v":"City of Alexandria Water System"},"400 HARTWOOD DR","ALEXANDRIA","LA",71303,10731267,31.293769999999999,-92.486746699999998,null,"Unknown","Not Applicable","Don't Know",null,null,null,"Unknown","Not Applicable",null,null,"Lead Status Unknown"]
[{"$f":"IF(AND(ISBLANK(INDEX($G:$G,)), ISBLANK(INDEX($C:$C,))), \"\", 'PWS Records (System Entry)'!$D$4)","v":"LA1079001"},{"$f":"IF(AND(ISBLANK(INDEX($G:$G,)), ISBLANK(INDEX($C:$C,))), \"\", 'PWS Records (System Entry)'!$D$3)","v":"City of Alexandria Water System"},"2319 MARYE ST","ALEXANDRIA","LA",71303,10731302,31.298488200000001,-92.463026799999994,null,"Unknown","Not Applicable","Don't Know",null,null,null,"Unknown","Not Applicable",null,null,"Lead Status Unknown"]
[{"$f":"IF(AND(ISBLANK(INDEX($G:$G,)), ISBLANK(INDEX($C:$C,))), \"\", 'PWS Records (System Entry)'!$D$4)","v":"LA1079001"},{"$f":"IF(AND(ISBLANK(INDEX($G:$G,)), ISBLANK(INDEX($C:$C,))), \"\", 'PWS Records (System Entry)'!$D$3)","v":"City of Alexandria Water System"},"400 N 18TH AVE","ALEXANDRIA","LA",71303,10731333,31.314743100000001,-92.464289600000001,null,"Unknown","Not Applicable","Don't Know",null,null,null,"Unknown","Not Applicable",null,null,"Lead Status Unknown"]
[{"$f":"IF(AND(ISBLANK(INDEX($G:$G,)), ISBLANK(INDEX($C:$C,))), \"\", 'PWS Records (System Entry)'!$D$4)","v":"LA1079001"},{"$f":"IF(AND(ISBLANK(INDEX($G:$G,)), ISBLANK(INDEX($C:$C,))), \"\", 'PWS Records (System Entry)'!$D$3)","v":"City of Alexandria Water System"},"2320 DOGWOOD LN","ALEXANDRIA","LA",71303,10731357,31.269749399999998,-92.464366799999993,null,"Unknown","Not Applicable","Don't Know",null,null,null,"Unknown","Not Applicable",null,null,"Lead Status Unknown"]
[{"$f":"IF(AND(ISBLANK(INDEX($G:$G,)), ISBLANK(INDEX($C:$C,))), \"\", 'PWS Records (System Entry)'!$D$4)","v":"LA1079001"},{"$f":"IF(AND(ISBLANK(INDEX($G:$G,)), ISBLANK(INDEX($C:$C,))), \"\", 'PWS Records (System Entry)'!$D$3)","v":"City of Alexandria Water System"},"6605 HWY 1","ALEXANDRIA","LA",71303,10731367,31.349436600000001,-92.552624399999999,null,"Unknown","Not Applicable","Don't Know",null,null,null,"Unknown","Not Applicable",null,null,"Lead Status Unknown"]
[{"$f":"IF(AND(ISBLANK(INDEX($G:$G,)), ISBLANK(INDEX($C:$C,))), \"\", 'PWS Records (System Entry)'!$D$4)","v":"LA1079001"},{"$f":"IF(AND(ISBLANK(INDEX($G:$G,)), ISBLANK(INDEX($C:$C,))), \"\", 'PWS Records (System Entry)'!$D$3)","v":"City of Alexandria Water System"},"6206 ASHFORD DR","ALEXANDRIA","LA",71301,10731392,31.260938500000002,-92.494180200000002,null,"Non-Lead - Other","Installation Record (for example, tap card)","Don't Know",null,null,null,"Non-Lead - Other","Installation Record (for example, tap card)",null,null,"Non-Lead"]
[{"$f":"IF(AND(ISBLANK(INDEX($G:$G,)), ISBLANK(INDEX($C:$C,))), \"\", 'PWS Records (System Entry)'!$D$4)","v":"LA1079001"},{"$f":"IF(AND(ISBLANK(INDEX($G:$G,)), ISBLANK(INDEX($C:$C,))), \"\", 'PWS Records (System Entry)'!$D$3)","v":"City of Alexandria Water System"},"6206 COBBLESTONE DR","ALEXANDRIA","LA",71303,10731424,31.260700499999999,-92.493243699999994,null,"Non-Lead - Plastic","Installation Date after Lead Ban","Don't Know",null,null,null,"Non-Lead - Plastic","Installation Date after Lead Ban",null,null,"Non-Lead"]
[{"$f":"IF(AND(ISBLANK(INDEX($G:$G,)), ISBLANK(INDEX($C:$C,))), \"\", 'PWS Records (System Entry)'!$D$4)","v":"LA1079001"},{"$f":"IF(AND(ISBLANK(INDEX($G:$G,)), ISBLANK(INDEX($C:$C,))), \"\", 'PWS Records (System Entry)'!$D$3)","v":"City of Alexandria Water System"},"3112 JACKSON ST","ALEXANDRIA","LA",71303,10731431,31.290074499999999,-92.470627699999994,null,"Unknown","Not Applicable","Don't Know",null,null,null,"Unknown","Not Applicable",null,null,"Lead Status Unknown"]
[{"$f":"IF(AND(ISBLANK(INDEX($G:$G,)), ISBLANK(INDEX($C:$C,))), \"\", 'PWS Records (System Entry)'!$D$4)","v":"LA1079001"},{"$f":"IF(AND(ISBLANK(INDEX($G:$G,)), ISBLANK(INDEX($C:$C,))), \"\", 'PWS Records (System Entry)'!$D$3)","v":"City of Alexandria Water System"},"4001 LAKESIDE DR","ALEXANDRIA","LA",71303,10731462,31.261180700000001,-92.446360900000002,null,"Unknown","Not Applicable","Don't Know",null,null,null,"Unknown","Not Applicable",null,null,"Lead Status Unknown"]
[{"$f":"IF(AND(ISBLANK(INDEX($G:$G,)), ISBLANK(INDEX($C:$C,))), \"\", 'PWS Records (System Entry)'!$D$4)","v":"LA1079001"},{"$f":"IF(AND(ISBLANK(INDEX($G:$G,)), ISBLANK(INDEX($C:$C,))), \"\", 'PWS Records (System Entry)'!$D$3)","v":"City of Alexandria Water System"},"3113 HEATHER CT","ALEXANDRIA","LA",71303,10731489,31.248402599999999,-92.473785500000005,null,"Unknown","Not Applicable","Don't Know",null,null,null,"Unknown","Not Applicable",null,null,"Lead Status Unknown"]
[{"$f":"IF(AND(ISBLANK(INDEX($G:$G,)), ISBLANK(INDEX($C:$C,))), \"\", 'PWS Records (System Entry)'!$D$4)","v":"LA1079001"},{"$f":"IF(AND(ISBLANK(INDEX($G:$G,)), ISBLANK(INDEX($C:$C,))), \"\", 'PWS Records (System Entry)'!$D$3)","v":"City of Alexandria Water System"},"5613 SARAH CONSTANT CT","ALEXANDRIA","LA",71303,10731504,31.269204200000001,-92.487367500000005,null,"Unknown","Not Applicable","Don't Know",null,null,null,"Unknown","Not Applicable",null,null,"Lead Status Unknown"]
[{"$f":"IF(AND(ISBLANK(INDEX($G:$G,)), ISBLANK(INDEX($C:$C,))), \"\", 'PWS Records (System Entry)'!$D$4)","v":"LA1079001"},{"$f":"IF(AND(ISBLANK(INDEX($G:$G,)), ISBLANK(INDEX($C:$C,))), \"\", 'PWS Records (System Entry)'!$D$3)","v":"City of Alexandria Water System"},"6209 BAYOU CROSSING DR","ALEXANDRIA","LA",71303,10731549,31.262800299999999,-92.500965399999998,null,"Non-Lead - Other","Installation Record (for example, tap card)","Don't Know",null,null,null,"Non-Lead - Other","Installation Record (for example, tap card)",null,null,"Non-Lead"]
[{"$f":"IF(AND(ISBLANK(INDEX($G:$G,)), ISBLANK(INDEX($C:$C,))), \"\", 'PWS Records (System Entry)'!$D$4)","v":"LA1079001"},{"$f":"IF(AND(ISBLANK(INDEX($G:$G,)), ISBLANK(INDEX($C:$C,))), \"\", 'PWS Records (System Entry)'!$D$3)","v":"City of Alexandria Water System"},"5614 MAHLAY DR","ALEXANDRIA","LA",71303,10731557,31.249894000000001,-92.437188699999993,null,"Unknown","Not Applicable","Don't Know",null,null,null,"Unknown","Not Applicable",null,null,"Lead Status Unknown"]
[{"$f":"IF(AND(ISBLANK(INDEX($G:$G,)), ISBLANK(INDEX($C:$C,))), \"\", 'PWS Records (System Entry)'!$D$4)","v":"LA1079001"},{"$f":"IF(AND(ISBLANK(INDEX($G:$G,)), ISBLANK(INDEX($C:$C,))), \"\", 'PWS Records (System Entry)'!$D$3)","v":"City of Alexandria Water System"},"3114 ADAMS CT","ALEXANDRIA","LA",71303,10731580,31.2841895,-92.446461999999997,null,"Unknown","Not Applicable","Don't Know",null,null,null,"Unknown","Not Applicable",null,null,"Lead Status Unknown"]
[{"$f":"IF(AND(ISBLANK(INDEX($G:$G,)), ISBLANK(INDEX($C:$C,))), \"\", 'PWS Records (System Entry)'!$D$4)","v":"LA1079001"},{"$f":"IF(AND(ISBLANK(INDEX($G:$G,)), ISBLANK(INDEX($C:$C,))), \"\", 'PWS Records (System Entry)'!$D$3)","v":"City of Alexandria Water System"},"6209 W TAYLOR ST","ALEXANDRIA","LA",71303,10731621,31.261341600000002,-92.496526700000004,null,"Non-Lead - Other","Installation Record (for example, tap card)","Don't Know",null,null,null,"Non-Lead - Other","Installation Record (for example, tap card)",null,null,"Non-Lead"]
[{"$f":"IF(AND(ISBLANK(INDEX($G:$G,)), ISBLANK(INDEX($C:$C,))), \"\", 'PWS Records (System Entry)'!$D$4)","v":"LA1079001"},{"$f":"IF(AND(ISBLANK(INDEX($G:$G,)), ISBLANK(INDEX($C:$C,))), \"\", 'PWS Records (System Entry)'!$D$3)","v":"City of Alexandria Water System"},"4004 MAYFLOWER BLVD","ALEXANDRIA","LA",71303,10731625,31.2868964,-92.482847500000005,null,"Unknown","Not Applicable","Don't Know",null,null,null,"Unknown","Not Applicable",null,null,"Lead Status Unknown"]
[{"$f":"IF(AND(ISBLANK(INDEX($G:$G,)), ISBLANK(INDEX($C:$C,))), \"\", 'PWS Records (System Entry)'!$D$4)","v":"LA1079001"},{"$f":"IF(AND(ISBLANK(INDEX($G:$G,)), ISBLANK(INDEX($C:$C,))), \"\", 'PWS Records (System Entry)'!$D$3)","v":"City of Alexandria Water System"},"6615 BOUEF TRACE TRCE","ALEXANDRIA","LA",71303,10731647,31.249335899999998,-92.4854986,null,"Unknown","Not Applicable","Don't Know",null,null,null,"Unknown","Not Applicable",null,null,"Lead Status Unknown"]
[{"$f":"IF(AND(ISBLANK(INDEX($G:$G,)), ISBLANK(INDEX($C:$C,))), \"\", 'PWS Records (System Entry)'!$D$4)","v":"LA1079001"},{"$f":"IF(AND(ISBLANK(INDEX($G:$G,)), ISBLANK(INDEX($C:$C,))), \"\", 'PWS Records (System Entry)'!$D$3)","v":"City of Alexandria Water System"},"6616 FIRST ST","ALEXANDRIA","LA",71303,10731680,31.336731199999999,-92.5237281,null,"Unknown","Not Applicable","Don't Know",null,null,null,"Unknown","Not Applicable",null,null,"Lead Status Unknown"]
[{"$f":"IF(AND(ISBLANK(INDEX($G:$G,)), ISBLANK(INDEX($C:$C,))), \"\", 'PWS Records (System Entry)'!$D$4)","v":"LA1079001"},{"$f":"IF(AND(ISBLANK(INDEX($G:$G,)), ISBLANK(INDEX($C:$C,))), \"\", 'PWS Records (System Entry)'!$D$3)","v":"City of Alexandria Water System"},"5615 NORTH DR","ALEXANDRIA","LA",71303,10731710,31.261528800000001,-92.464809799999998,null,"Unknown","Not Applicable","Don't Know",null,null,null,"Unknown","Not Applicable",null,null,"Lead Status Unknown"]
[{"$f":"IF(AND(ISBLANK(INDEX($G:$G,)), ISBLANK(INDEX($C:$C,))), \"\", 'PWS Records (System Entry)'!$D$4)","v":"LA1079001"},{"$f":"IF(AND(ISBLANK(INDEX($G:$G,)), ISBLANK(INDEX($C:$C,))), \"\", 'PWS Records (System Entry)'!$D$3)","v":"City of Alexandria Water System"},"2324 MADELINE ST","ALEXANDRIA","LA",71303,10731738,31.299755999999999,-92.4651231,null,"Unknown","Not Applicable","Don't Know",null,null,null,"Unknown","Not Applicable",null,null,"Lead Status Unknown"]
[{"$f":"IF(AND(ISBLANK(INDEX($G:$G,)), ISBLANK(INDEX($C:$C,))), \"\", 'PWS Records (System Entry)'!$D$4)","v":"LA1079001"},{"$f":"IF(AND(ISBLANK(INDEX($G:$G,)), ISBLANK(INDEX($C:$C,))), \"\", 'PWS Records (System Entry)'!$D$3)","v":"City of Alexandria Water System"},"4008 HUNTWICK BLVD","ALEXANDRIA","LA",71303,10731747,31.284839999999999,-92.482373300000006,null,"Unknown","Not Applicable","Don't Know",null,null,null,"Unknown","Not Applicable",null,null,"Lead Status Unknown"]
[{"$f":"IF(AND(ISBLANK(INDEX($G:$G,)), ISBLANK(INDEX($C:$C,))), \"\", 'PWS Records (System Entry)'!$D$4)","v":"LA1079001"},{"$f":"IF(AND(ISBLANK(INDEX($G:$G,)), ISBLANK(INDEX($C:$C,))), \"\", 'PWS Records (System Entry)'!$D$3)","v":"City of Alexandria Water System"},"3403 TULANE AVE","ALEXANDRIA","LA",71303,10731770,31.270042799999999,-92.433240299999994,null,"Non-Lead - Plastic","Installation Record (for example, tap card)","Don't Know",null,null,null,"Unknown","Not Applicable",null,null,"Lead Status Unknown"]
[{"$f":"IF(AND(ISBLANK(INDEX($G:$G,)), ISBLANK(INDEX($C:$C,))), \"\", 'PWS Records (System Entry)'!$D$4)","v":"LA1079001"},{"$f":"IF(AND(ISBLANK(INDEX($G:$G,)), ISBLANK(INDEX($C:$C,))), \"\", 'PWS Records (System Entry)'!$D$3)","v":"City of Alexandria Water System"},"3404 EVERGREEN DR","ALEXANDRIA","LA",71303,10731792,31.268112500000001,-92.448905999999994,null,"Unknown","Not Applicable","Don't Know",null,null,null,"Unknown","Not Applicable",null,null,"Lead Status Unknown"]
[{"$f":"IF(AND(ISBLANK(INDEX($G:$G,)), ISBLANK(INDEX($C:$C,))), \"\", 'PWS Records (System Entry)'!$D$4)","v":"LA1079001"},{"$f":"IF(AND(ISBLANK(INDEX($G:$G,)), ISBLANK(INDEX($C:$C,))), \"\", 'PWS Records (System Entry)'!$D$3)","v":"City of Alexandria Water System"},"312 AVOYELLES DR","ALEXANDRIA","LA",71303,10731813,31.285257900000001,-92.409027699999996,null,"Unknown","Not Applicable","Don't Know",null,null,null,"Unknown","Not Applicable",null,null,"Lead Status Unknown"]
[{"$f":"IF(AND(ISBLANK(INDEX($G:$G,)), ISBLANK(INDEX($C:$C,))), \"\", 'PWS Records (System Entry)'!$D$4)","v":"LA1079001"},{"$f":"IF(AND(ISBLANK(INDEX($G:$G,)), ISBLANK(INDEX($C:$C,))), \"\", 'PWS Records (System Entry)'!$D$3)","v":"City of Alexandria Water System"},"312 BENNETT ST","ALEXANDRIA","LA",71303,10731838,31.289960000000001,-92.414983100000001,null,"Unknown","Not Applicable","Don't Know",null,null,null,"Unknown","Not Applicable",null,null,"Lead Status Unknown"]
[{"$f":"IF(AND(ISBLANK(INDEX($G:$G,)), ISBLANK(INDEX($C:$C,))), \"\", 'PWS Records (System Entry)'!$D$4)","v":"LA1079001"},{"$f":"IF(AND(ISBLANK(INDEX($G:$G,)), ISBLANK(INDEX($C:$C,))), \"\", 'PWS Records (System Entry)'!$D$3)","v":"City of Alexandria Water System"},"5617 BAYOU RAPIDES RD","ALEXANDRIA","LA",71303,10731871,31.305436,-92.5014295,null,"Non-Lead - Other","Installation Record (for example, tap card)","Don't Know",null,null,null,"Non-Lead - Other","Installation Record (for example, tap card)",null,null,"Non-Lead"]
[{"$f":"IF(AND(ISBLANK(INDEX($G:$G,)), ISBLANK(INDEX($C:$C,))), \"\", 'PWS Records (System Entry)'!$D$4)","v":"LA1079001"},{"$f":"IF(AND(ISBLANK(INDEX($G:$G,)), ISBLANK(INDEX($C:$C,))), \"\", 'PWS Records (System Entry)'!$D$3)","v":"City of Alexandria Water System"},"2327 HUFFMAN ST","ALEXANDRIA","LA",71303,10731884,31.292638400000001,-92.458383400000002,null,"Unknown","Not Applicable","Don't Know",null,null,null,"Unknown","Not Applicable",null,null,"Lead Status Unknown"]
[{"$f":"IF(AND(ISBLANK(INDEX($G:$G,)), ISBLANK(INDEX($C:$C,))), \"\", 'PWS Records (System Entry)'!$D$4)","v":"LA1079001"},{"$f":"IF(AND(ISBLANK(INDEX($G:$G,)), ISBLANK(INDEX($C:$C,))), \"\", 'PWS Records (System Entry)'!$D$3)","v":"City of Alexandria Water System"},"2327 MONROE ST","ALEXANDRIA","LA",71303,10731928,31.304530400000001,-92.467528099999996,null,"Unknown","Not Applicable","Don't Know",null,null,null,"Unknown","Not Applicable",null,null,"Lead Status Unknown"]
[{"$f":"IF(AND(ISBLANK(INDEX($G:$G,)), ISBLANK(INDEX($C:$C,))), \"\", 'PWS Records (System Entry)'!$D$4)","v":"LA1079001"},{"$f":"IF(AND(ISBLANK(INDEX($G:$G,)), ISBLANK(INDEX($C:$C,))), \"\", 'PWS Records (System Entry)'!$D$3)","v":"City of Alexandria Water System"},"3120 7TH ST","ALEXANDRIA","LA",71303,10731937,31.294825199999998,-92.429604900000001,null,"Unknown","Not Applicable","Don't Know",null,null,null,"Unknown","Not Applicable",null,null,"Lead Status Unknown"]
[{"$f":"IF(AND(ISBLANK(INDEX($G:$G,)), ISBLANK(INDEX($C:$C,))), \"\", 'PWS Records (System Entry)'!$D$4)","v":"LA1079001"},{"$f":"IF(AND(ISBLANK(INDEX($G:$G,)), ISBLANK(INDEX($C:$C,))), \"\", 'PWS Records (System Entry)'!$D$3)","v":"City of Alexandria Water System"},"6630 THIRD ST","ALEXANDRIA","LA",71303,10731962,31.334309300000001,-92.5249144,null,"Unknown","Not Applicable","Don't Know",null,null,null,"Unknown","Not Applicable",null,null,"Lead Status Unknown"]
[{"$f":"IF(AND(ISBLANK(INDEX($G:$G,)), ISBLANK(INDEX($C:$C,))), \"\", 'PWS Records (System Entry)'!$D$4)","v":"LA1079001"},{"$f":"IF(AND(ISBLANK(INDEX($G:$G,)), ISBLANK(INDEX($C:$C,))), \"\", 'PWS Records (System Entry)'!$D$3)","v":"City of Alexandria Water System"},"6632 FOURTH ST","ALEXANDRIA","LA",71303,10731986,31.333016000000001,-92.524574000000001,null,"Unknown","Not Applicable","Don't Know",null,null,null,"Unknown","Not Applicable",null,null,"Lead Status Unknown"]
[{"$f":"IF(AND(ISBLANK(INDEX($G:$G,)), ISBLANK(INDEX($C:$C,))), \"\", 'PWS Records (System Entry)'!$D$4)","v":"LA1079001"},{"$f":"IF(AND(ISBLANK(INDEX($G:$G,)), ISBLANK(INDEX($C:$C,))), \"\", 'PWS Records (System Entry)'!$D$3)","v":"City of Alexandria Water System"},"5619 SABINA DR","ALEXANDRIA","LA",71303,10732021,31.337490500000001,-92.513659799999999,null,"Unknown","Not Applicable","Don't Know",null,null,null,"Unknown","Not Applicable",null,null,"Lead Status Unknown"]
[{"$f":"IF(AND(ISBLANK(INDEX($G:$G,)), ISBLANK(INDEX($C:$C,))), \"\", 'PWS Records (System Entry)'!$D$4)","v":"LA1079001"},{"$f":"IF(AND(ISBLANK(INDEX($G:$G,)), ISBLANK(INDEX($C:$C,))), \"\", 'PWS Records (System Entry)'!$D$3)","v":"City of Alexandria Water System"},"3408 GIAMANCO ST","ALEXANDRIA","LA",71303,10732027,31.288838800000001,-92.474610299999995,null,"Unknown","Not Applicable","Don't Know",null,null,null,"Unknown","Not Applicable",null,null,"Lead Status Unknown"]
[{"$f":"IF(AND(ISBLANK(INDEX($G:$G,)), ISBLANK(INDEX($C:$C,))), \"\", 'PWS Records (System Entry)'!$D$4)","v":"LA1079001"},{"$f":"IF(AND(ISBLANK(INDEX($G:$G,)), ISBLANK(INDEX($C:$C,))), \"\", 'PWS Records (System Entry)'!$D$3)","v":"City of Alexandria Water System"},"3409 FELKER ST","ALEXANDRIA","LA",71302,10732061,31.268813099999999,-92.448646699999998,null,"Non-Lead - Other","Installation Date after Lead Ban","Don't Know",null,null,null,"Non-Lead - Other","Installation Date after Lead Ban",null,null,"Non-Lead"]
[{"$f":"IF(AND(ISBLANK(INDEX($G:$G,)), ISBLANK(INDEX($C:$C,))), \"\", 'PWS Records (System Entry)'!$D$4)","v":"LA1079001"},{"$f":"IF(AND(ISBLANK(INDEX($G:$G,)), ISBLANK(INDEX($C:$C,))), \"\", 'PWS Records (System Entry)'!$D$3)","v":"City of Alexandria Water System"},"6214 W TAYLOR ST","ALEXANDRIA","LA",71303,10732079,31.261192699999999,-92.496650099999997,null,"Non-Lead - Other","Installation Record (for example, tap card)","Don't Know",null,null,null,"Non-Lead - Other","Installation Record (for example, tap card)",null,null,"Non-Lead"]
[{"$f":"IF(AND(ISBLANK(INDEX($G:$G,)), ISBLANK(INDEX($C:$C,))), \"\", 'PWS Records (System Entry)'!$D$4)","v":"LA1079001"},{"$f":"IF(AND(ISBLANK(INDEX($G:$G,)), ISBLANK(INDEX($C:$C,))), \"\", 'PWS Records (System Entry)'!$D$3)","v":"City of Alexandria Water System"},"341 ROSEWOOD DR","ALEXANDRIA","LA",71303,10732117,31.3056181,-92.458402000000007,null,"Unknown","Not Applicable","Don't Know",null,null,null,"Unknown","Not Applicable",null,null,"Lead Status Unknown"]
[{"$f":"IF(AND(ISBLANK(INDEX($G:$G,)), ISBLANK(INDEX($C:$C,))), \"\", 'PWS Records (System Entry)'!$D$4)","v":"LA1079001"},{"$f":"IF(AND(ISBLANK(INDEX($G:$G,)), ISBLANK(INDEX($C:$C,))), \"\", 'PWS Records (System Entry)'!$D$3)","v":"City of Alexandria Water System"},"2331 ELLIOTT ST","ALEXANDRIA","LA",71303,10732124,31.298846000000001,-92.464206000000004,null,"Unknown","Not Applicable","Don't Know",null,null,null,"Unknown","Not Applicable",null,null,"Lead Status Unknown"]
[{"$f":"IF(AND(ISBLANK(INDEX($G:$G,)), ISBLANK(INDEX($C:$C,))), \"\", 'PWS Records (System Entry)'!$D$4)","v":"LA1079001"},{"$f":"IF(AND(ISBLANK(INDEX($G:$G,)), ISBLANK(INDEX($C:$C,))), \"\", 'PWS Records (System Entry)'!$D$3)","v":"City of Alexandria Water System"},"3411 BROADWAY AVE","ALEXANDRIA","LA",71302,10732150,31.2787413,-92.445860600000003,null,"Unknown","Not Applicable","Don't Know",null,null,null,"Unknown","Not Applicable",null,null,"Lead Status Unknown"]
[{"$f":"IF(AND(ISBLANK(INDEX($G:$G,)), ISBLANK(INDEX($C:$C,))), \"\", 'PWS Records (System Entry)'!$D$4)","v":"LA1079001"},{"$f":"IF(AND(ISBLANK(INDEX($G:$G,)), ISBLANK(INDEX($C:$C,))), \"\", 'PWS Records (System Entry)'!$D$3)","v":"City of Alexandria Water System"},"3411 FELKER ST","ALEXANDRIA","LA",71302,10732183,31.268813099999999,-92.448646699999998,null,"Unknown","Not Applicable","Don't Know",null,null,null,"Unknown","Not Applicable",null,null,"Lead Status Unknown"]
[{"$f":"IF(AND(ISBLANK(INDEX($G:$G,)), ISBLANK(INDEX($C:$C,))), \"\", 'PWS Records (System Entry)'!$D$4)","v":"LA1079001"},{"$f":"IF(AND(ISBLANK(INDEX($G:$G,)), ISBLANK(INDEX($C:$C,))), \"\", 'PWS Records (System Entry)'!$D$3)","v":"City of Alexandria Water System"},"5623 E CIRCLE DR","ALEXANDRIA","LA",71303,10732209,31.260990499999998,-92.469046599999999,null,"Non-Lead - Plastic","Installation Record (for example, tap card)","Don't Know",null,null,null,"Unknown","Not Applicable",null,null,"Lead Status Unknown"]
[{"$f":"IF(AND(ISBLANK(INDEX($G:$G,)), ISBLANK(INDEX($C:$C,))), \"\", 'PWS Records (System Entry)'!$D$4)","v":"LA1079001"},{"$f":"IF(AND(ISBLANK(INDEX($G:$G,)), ISBLANK(INDEX($C:$C,))), \"\", 'PWS Records (System Entry)'!$D$3)","v":"City of Alexandria Water System"},"4015 LINCOLN RD","ALEXANDRIA","LA",71302,10732219,31.271521,-92.436423399999995,null,"Unknown","Not Applicable","Don't Know",null,null,null,"Unknown","Not Applicable",null,null,"Lead Status Unknown"]
[{"$f":"IF(AND(ISBLANK(INDEX($G:$G,)), ISBLANK(INDEX($C:$C,))), \"\", 'PWS Records (System Entry)'!$D$4)","v":"LA1079001"},{"$f":"IF(AND(ISBLANK(INDEX($G:$G,)), ISBLANK(INDEX($C:$C,))), \"\", 'PWS Records (System Entry)'!$D$3)","v":"City of Alexandria Water System"},"4016 MCDONALD ST","ALEXANDRIA","LA",71303,10732254,31.261071900000001,-92.434825500000002,null,"Unknown","Not Applicable","Don't Know",null,null,null,"Unknown","Not Applicable",null,null,"Lead Status Unknown"]
[{"$f":"IF(AND(ISBLANK(INDEX($G:$G,)), ISBLANK(INDEX($C:$C,))), \"\", 'PWS Records (System Entry)'!$D$4)","v":"LA1079001"},{"$f":"IF(AND(ISBLANK(INDEX($G:$G,)), ISBLANK(INDEX($C:$C,))), \"\", 'PWS Records (System Entry)'!$D$3)","v":"City of Alexandria Water System"},"5624 JACKSON ST","ALEXANDRIA","LA",71303,10732276,31.268135999999998,-92.487095999999994,null,"Unknown","Not Applicable","Don't Know",null,null,null,"Unknown","Not Applicable",null,null,"Lead Status Unknown"]
[{"$f":"IF(AND(ISBLANK(INDEX($G:$G,)), ISBLANK(INDEX($C:$C,))), \"\", 'PWS Records (System Entry)'!$D$4)","v":"LA1079001"},{"$f":"IF(AND(ISBLANK(INDEX($G:$G,)), ISBLANK(INDEX($C:$C,))), \"\", 'PWS Records (System Entry)'!$D$3)","v":"City of Alexandria Water System"},"5624 W CIRCLE DR","ALEXANDRIA","LA",71301,10732308,31.262025099999999,-92.469415799999993,null,"Unknown","Not Applicable","Don't Know",null,null,null,"Unknown","Not Applicable",null,null,"Lead Status Unknown"]
[{"$f":"IF(AND(ISBLANK(INDEX($G:$G,)), ISBLANK(INDEX($C:$C,))), \"\", 'PWS Records (System Entry)'!$D$4)","v":"LA1079001"},{"$f":"IF(AND(ISBLANK(INDEX($G:$G,)), ISBLANK(INDEX($C:$C,))), \"\", 'PWS Records (System Entry)'!$D$3)","v":"City of Alexandria Water System"},"2338 HILL ST","ALEXANDRIA","LA",71303,10732317,31.294249700000002,-92.460052300000001,null,"Unknown","Not Applicable","Don't Know",null,null,null,"Unknown","Not Applicable",null,null,"Lead Status Unknown"]
[{"$f":"IF(AND(ISBLANK(INDEX($G:$G,)), ISBLANK(INDEX($C:$C,))), \"\", 'PWS Records (System Entry)'!$D$4)","v":"LA1079001"},{"$f":"IF(AND(ISBLANK(INDEX($G:$G,)), ISBLANK(INDEX($C:$C,))), \"\", 'PWS Records (System Entry)'!$D$3)","v":"City of Alexandria Water System"},"622 PALMER ST","ALEXANDRIA","LA",71303,10732342,31.301817199999999,-92.437801500000006,null,"Unknown","Not Applicable","Don't Know",null,null,null,"Unknown","Not Applicable",null,null,"Lead Status Unknown"]
[{"$f":"IF(AND(ISBLANK(INDEX($G:$G,)), ISBLANK(INDEX($C:$C,))), \"\", 'PWS Records (System Entry)'!$D$4)","v":"LA1079001"},{"$f":"IF(AND(ISBLANK(INDEX($G:$G,)), ISBLANK(INDEX($C:$C,))), \"\", 'PWS Records (System Entry)'!$D$3)","v":"City of Alexandria Water System"},"6220 COCO DR","ALEXANDRIA","LA",71303,10732376,31.262982399999999,-92.494544099999999,null,"Unknown","Not Applicable","Don't Know",null,null,null,"Unknown","Not Applicable",null,null,"Lead Status Unknown"]
[{"$f":"IF(AND(ISBLANK(INDEX($G:$G,)), ISBLANK(INDEX($C:$C,))), \"\", 'PWS Records (System Entry)'!$D$4)","v":"LA1079001"},{"$f":"IF(AND(ISBLANK(INDEX($G:$G,)), ISBLANK(INDEX($C:$C,))), \"\", 'PWS Records (System Entry)'!$D$3)","v":"City of Alexandria Water System"},"3416 MACLEE DR","ALEXANDRIA","LA",71303,10732397,31.264802100000001,-92.450682499999999,null,"Non-Lead - Plastic","Installation Record (for example, tap card)","Don't Know",null,null,null,"Unknown","Not Applicable",null,null,"Lead Status Unknown"]
[{"$f":"IF(AND(ISBLANK(INDEX($G:$G,)), ISBLANK(INDEX($C:$C,))), \"\", 'PWS Records (System Entry)'!$D$4)","v":"LA1079001"},{"$f":"IF(AND(ISBLANK(INDEX($G:$G,)), ISBLANK(INDEX($C:$C,))), \"\", 'PWS Records (System Entry)'!$D$3)","v":"City of Alexandria Water System"},"2340 S MACARTHUR DR","ALEXANDRIA","LA",71302,10732407,31.271233599999999,-92.463426999999996,null,"Unknown","Not Applicable","Don't Know",null,null,null,"Unknown","Not Applicable",null,null,"Lead Status Unknown"]
[{"$f":"IF(AND(ISBLANK(INDEX($G:$G,)), ISBLANK(INDEX($C:$C,))), \"\", 'PWS Records (System Entry)'!$D$4)","v":"LA1079001"},{"$f":"IF(AND(ISBLANK(INDEX($G:$G,)), ISBLANK(INDEX($C:$C,))), \"\", 'PWS Records (System Entry)'!$D$3)","v":"City of Alexandria Water System"},"313 W LAUREN DR","ALEXANDRIA","LA",71303,10732440,31.257935499999999,-92.5058164,null,"Non-Lead - Other","Installation Record (for example, tap card)","Don't Know",null,null,null,"Non-Lead - Other","Installation Record (for example, tap card)",null,null,"Non-Lead"]
[{"$f":"IF(AND(ISBLANK(INDEX($G:$G,)), ISBLANK(INDEX($C:$C,))), \"\", 'PWS Records (System Entry)'!$D$4)","v":"LA1079001"},{"$f":"IF(AND(ISBLANK(INDEX($G:$G,)), ISBLANK(INDEX($C:$C,))), \"\", 'PWS Records (System Entry)'!$D$3)","v":"City of Alexandria Water System"},"3419 NELSON ST","ALEXANDRIA","LA",71303,10732469,31.291491300000001,-92.476139900000007,null,"Unknown","Not Applicable","Don't Know",null,null,null,"Unknown","Not Applicable",null,null,"Lead Status Unknown"]
[{"$f":"IF(AND(ISBLANK(INDEX($G:$G,)), ISBLANK(INDEX($C:$C,))), \"\", 'PWS Records (System Entry)'!$D$4)","v":"LA1079001"},{"$f":"IF(AND(ISBLANK(INDEX($G:$G,)), ISBLANK(INDEX($C:$C,))), \"\", 'PWS Records (System Entry)'!$D$3)","v":"City of Alexandria Water System"},"4021 MAYFLOWER BLVD","ALEXANDRIA","LA",71303,10732497,31.286188599999999,-92.4839992,null,"Unknown","Not Applicable","Don't Know",null,null,null,"Unknown","Not Applicable",null,null,"Lead Status Unknown"]
[{"$f":"IF(AND(ISBLANK(INDEX($G:$G,)), ISBLANK(INDEX($C:$C,))), \"\", 'PWS Records (System Entry)'!$D$4)","v":"LA1079001"},{"$f":"IF(AND(ISBLANK(INDEX($G:$G,)), ISBLANK(INDEX($C:$C,))), \"\", 'PWS Records (System Entry)'!$D$3)","v":"City of Alexandria Water System"},"4021 WATERFORD DR","ALEXANDRIA","LA",71303,10732520,31.287588199999998,-92.483935099999997,null,"Non-Lead - Other","Installation Record (for example, tap card)","Don't Know",null,null,null,"Non-Lead - Other","Installation Record (for example, tap card)",null,null,"Non-Lead"]
[{"$f":"IF(AND(ISBLANK(INDEX($G:$G,)), ISBLANK(INDEX($C:$C,))), \"\", 'PWS Records (System Entry)'!$D$4)","v":"LA1079001"},{"$f":"IF(AND(ISBLANK(INDEX($G:$G,)), ISBLANK(INDEX($C:$C,))), \"\", 'PWS Records (System Entry)'!$D$3)","v":"City of Alexandria Water System"},"6705 OLD BATON ROUGE HWY","ALEXANDRIA","LA",71302,10732531,31.200927,-92.4197925,null,"Non-Lead - Other","Installation Record (for example, tap card)","Don't Know",null,null,null,"Non-Lead - Other","Installation Record (for example, tap card)",null,null,"Non-Lead"]
[{"$f":"IF(AND(ISBLANK(INDEX($G:$G,)), ISBLANK(INDEX($C:$C,))), \"\", 'PWS Records (System Entry)'!$D$4)","v":"LA1079001"},{"$f":"IF(AND(ISBLANK(INDEX($G:$G,)), ISBLANK(INDEX($C:$C,))), \"\", 'PWS Records (System Entry)'!$D$3)","v":"City of Alexandria Water System"},"5631 HERA ST","ALEXANDRIA","LA",71303,10732548,31.269465499999999,-92.493787699999999,null,"Unknown","Not Applicable","Don't Know",null,null,null,"Unknown","Not Applicable",null,null,"Lead Status Unknown"]
[{"$f":"IF(AND(ISBLANK(INDEX($G:$G,)), ISBLANK(INDEX($C:$C,))), \"\", 'PWS Records (System Entry)'!$D$4)","v":"LA1079001"},{"$f":"IF(AND(ISBLANK(INDEX($G:$G,)), ISBLANK(INDEX($C:$C,))), \"\", 'PWS Records (System Entry)'!$D$3)","v":"City of Alexandria Water System"},"6224 COCO DR","ALEXANDRIA","LA",71303,10732588,31.2628062,-92.494654800000006,null,"Unknown","Not Applicable","Don't Know",null,null,null,"Unknown","Not Applicable",null,null,"Lead Status Unknown"]
[{"$f":"IF(AND(ISBLANK(INDEX($G:$G,)), ISBLANK(INDEX($C:$C,))), \"\", 'PWS Records (System Entry)'!$D$4)","v":"LA1079001"},{"$f":"IF(AND(ISBLANK(INDEX($G:$G,)), ISBLANK(INDEX($C:$C,))), \"\", 'PWS Records (System Entry)'!$D$3)","v":"City of Alexandria Water System"},"4025 WATERFORD DR","ALEXANDRIA","LA",71303,10732597,31.2874081,-92.484191699999997,null,"Non-Lead - Other","Installation Record (for example, tap card)","Don't Know",null,null,null,"Non-Lead - Other","Installation Record (for example, tap card)",null,null,"Non-Lead"]
[{"$f":"IF(AND(ISBLANK(INDEX($G:$G,)), ISBLANK(INDEX($C:$C,))), \"\", 'PWS Records (System Entry)'!$D$4)","v":"LA1079001"},{"$f":"IF(AND(ISBLANK(INDEX($G:$G,)), ISBLANK(INDEX($C:$C,))), \"\", 'PWS Records (System Entry)'!$D$3)","v":"City of Alexandria Water System"},"6712 CHRISTINA","ALEXANDRIA","LA",71301,10732644,31.251877,-92.488951,null,"Non-Lead - Other","Installation Record (for example, tap card)","Don't Know",null,null,null,"Non-Lead - Other","Installation Record (for example, tap card)",null,null,"Non-Lead"]
[{"$f":"IF(AND(ISBLANK(INDEX($G:$G,)), ISBLANK(INDEX($C:$C,))), \"\", 'PWS Records (System Entry)'!$D$4)","v":"LA1079001"},{"$f":"IF(AND(ISBLANK(INDEX($G:$G,)), ISBLANK(INDEX($C:$C,))), \"\", 'PWS Records (System Entry)'!$D$3)","v":"City of Alexandria Water System"},"6225 ANTOINETTE ST","ALEXANDRIA","LA",71303,10732664,31.2628047,-92.506127500000005,null,"Unknown","Not Applicable","Don't Know",null,null,null,"Unknown","Not Applicable",null,null,"Lead Status Unknown"]
[{"$f":"IF(AND(ISBLANK(INDEX($G:$G,)), ISBLANK(INDEX($C:$C,))), \"\", 'PWS Records (System Entry)'!$D$4)","v":"LA1079001"},{"$f":"IF(AND(ISBLANK(INDEX($G:$G,)), ISBLANK(INDEX($C:$C,))), \"\", 'PWS Records (System Entry)'!$D$3)","v":"City of Alexandria Water System"},"6715 ISABELLA DR","ALEXANDRIA","LA",71303,10732687,31.248033299999999,-92.485529600000007,null,"Unknown","Not Applicable","Don't Know",null,null,null,"Unknown","Not Applicable",null,null,"Lead Status Unknown"]
[{"$f":"IF(AND(ISBLANK(INDEX($G:$G,)), ISBLANK(INDEX($C:$C,))), \"\", 'PWS Records (System Entry)'!$D$4)","v":"LA1079001"},{"$f":"IF(AND(ISBLANK(INDEX($G:$G,)), ISBLANK(INDEX($C:$C,))), \"\", 'PWS Records (System Entry)'!$D$3)","v":"City of Alexandria Water System"},"403 IDLEWOOD DR","ALEXANDRIA","LA",71303,10732712,31.293195300000001,-92.487255099999999,null,"Unknown","Not Applicable","Don't Know",null,null,null,"Unknown","Not Applicable",null,null,"Lead Status Unknown"]
[{"$f":"IF(AND(ISBLANK(INDEX($G:$G,)), ISBLANK(INDEX($C:$C,))), \"\", 'PWS Records (System Entry)'!$D$4)","v":"LA1079001"},{"$f":"IF(AND(ISBLANK(INDEX($G:$G,)), ISBLANK(INDEX($C:$C,))), \"\", 'PWS Records (System Entry)'!$D$3)","v":"City of Alexandria Water System"},"3425 JACKSON ST","ALEXANDRIA","LA",71301,10732723,31.286649700000002,-92.474260000000001,null,"Unknown","Not Applicable","Don't Know",null,null,null,"Unknown","Not Applicable",null,null,"Lead Status Unknown"]
[{"$f":"IF(AND(ISBLANK(INDEX($G:$G,)), ISBLANK(INDEX($C:$C,))), \"\", 'PWS Records (System Entry)'!$D$4)","v":"LA1079001"},{"$f":"IF(AND(ISBLANK(INDEX($G:$G,)), ISBLANK(INDEX($C:$C,))), \"\", 'PWS Records (System Entry)'!$D$3)","v":"City of Alexandria Water System"},"6225 TENNYSON OAKS LN","ALEXANDRIA","LA",71301,10732744,31.257867999999998,-92.4878535,null,"Non-Lead - Other","Installation Record (for example, tap card)","Don't Know",null,null,null,"Non-Lead - Other","Installation Record (for example, tap card)",null,null,"Non-Lead"]
[{"$f":"IF(AND(ISBLANK(INDEX($G:$G,)), ISBLANK(INDEX($C:$C,))), \"\", 'PWS Records (System Entry)'!$D$4)","v":"LA1079001"},{"$f":"IF(AND(ISBLANK(INDEX($G:$G,)), ISBLANK(INDEX($C:$C,))), \"\", 'PWS Records (System Entry)'!$D$3)","v":"City of Alexandria Water System"},"240 EVANGELINE","ALEXANDRIA","LA",71303,10732776,31.289646000000001,-92.412936000000002,null,"Unknown","Not Applicable","Don't Know",null,null,null,"Unknown","Not Applicable",null,null,"Lead Status Unknown"]
[{"$f":"IF(AND(ISBLANK(INDEX($G:$G,)), ISBLANK(INDEX($C:$C,))), \"\", 'PWS Records (System Entry)'!$D$4)","v":"LA1079001"},{"$f":"IF(AND(ISBLANK(INDEX($G:$G,)), ISBLANK(INDEX($C:$C,))), \"\", 'PWS Records (System Entry)'!$D$3)","v":"City of Alexandria Water System"},"314 WINDERMERE BLVD UNIT B","ALEXANDRIA","LA",71303,10732787,31.290753800000001,-92.491321299999996,null,"Unknown","Not Applicable","Don't Know",null,null,null,"Unknown","Not Applicable",null,null,"Lead Status Unknown"]
[{"$f":"IF(AND(ISBLANK(INDEX($G:$G,)), ISBLANK(INDEX($C:$C,))), \"\", 'PWS Records (System Entry)'!$D$4)","v":"LA1079001"},{"$f":"IF(AND(ISBLANK(INDEX($G:$G,)), ISBLANK(INDEX($C:$C,))), \"\", 'PWS Records (System Entry)'!$D$3)","v":"City of Alexandria Water System"},"3141 WISE ST UNIT A","ALEXANDRIA","LA",71303,10732823,31.283285299999999,-92.447592400000005,null,"Unknown","Not Applicable","Don't Know",null,null,null,"Unknown","Not Applicable",null,null,"Lead Status Unknown"]
[{"$f":"IF(AND(ISBLANK(INDEX($G:$G,)), ISBLANK(INDEX($C:$C,))), \"\", 'PWS Records (System Entry)'!$D$4)","v":"LA1079001"},{"$f":"IF(AND(ISBLANK(INDEX($G:$G,)), ISBLANK(INDEX($C:$C,))), \"\", 'PWS Records (System Entry)'!$D$3)","v":"City of Alexandria Water System"},"3142 BALDWIN AVE","ALEXANDRIA","LA",71307,10732836,31.270146499999999,-92.453431300000005,null,"Unknown","Not Applicable","Don't Know",null,null,null,"Unknown","Not Applicable",null,null,"Lead Status Unknown"]
[{"$f":"IF(AND(ISBLANK(INDEX($G:$G,)), ISBLANK(INDEX($C:$C,))), \"\", 'PWS Records (System Entry)'!$D$4)","v":"LA1079001"},{"$f":"IF(AND(ISBLANK(INDEX($G:$G,)), ISBLANK(INDEX($C:$C,))), \"\", 'PWS Records (System Entry)'!$D$3)","v":"City of Alexandria Water System"},"3435 JACKSON ST","ALEXANDRIA","LA",71301,10732877,31.286976599999999,-92.473959199999996,null,"Unknown","Not Applicable","Don't Know",null,null,null,"Unknown","Not Applicable",null,null,"Lead Status Unknown"]
[{"$f":"IF(AND(ISBLANK(INDEX($G:$G,)), ISBLANK(INDEX($C:$C,))), \"\", 'PWS Records (System Entry)'!$D$4)","v":"LA1079001"},{"$f":"IF(AND(ISBLANK(INDEX($G:$G,)), ISBLANK(INDEX($C:$C,))), \"\", 'PWS Records (System Entry)'!$D$3)","v":"City of Alexandria Water System"},"404 23RD ST","ALEXANDRIA","LA",71303,10732902,31.301030999999998,-92.465108499999999,null,"Unknown","Not Applicable","Don't Know",null,null,null,"Unknown","Not Applicable",null,null,"Lead Status Unknown"]
[{"$f":"IF(AND(ISBLANK(INDEX($G:$G,)), ISBLANK(INDEX($C:$C,))), \"\", 'PWS Records (System Entry)'!$D$4)","v":"LA1079001"},{"$f":"IF(AND(ISBLANK(INDEX($G:$G,)), ISBLANK(INDEX($C:$C,))), \"\", 'PWS Records (System Entry)'!$D$3)","v":"City of Alexandria Water System"},"623 PALMER ST","ALEXANDRIA","LA",71303,10732911,31.3017854,-92.437756699999994,null,"Non-Lead - Other","Installation Date after Lead Ban","Don't Know",null,null,null,"Non-Lead - Other","Installation Date after Lead Ban",null,null,"Non-Lead"]
[{"$f":"IF(AND(ISBLANK(INDEX($G:$G,)), ISBLANK(INDEX($C:$C,))), \"\", 'PWS Records (System Entry)'!$D$4)","v":"LA1079001"},{"$f":"IF(AND(ISBLANK(INDEX($G:$G,)), ISBLANK(INDEX($C:$C,))), \"\", 'PWS Records (System Entry)'!$D$3)","v":"City of Alexandria Water System"},"5700 ORAN AVE","ALEXANDRIA","LA",71302,10732939,31.256983300000002,-92.446587800000003,null,"Unknown","Not Applicable","Don't Know",null,null,null,"Unknown","Not Applicable",null,null,"Lead Status Unknown"]
[{"$f":"IF(AND(ISBLANK(INDEX($G:$G,)), ISBLANK(INDEX($C:$C,))), \"\", 'PWS Records (System Entry)'!$D$4)","v":"LA1079001"},{"$f":"IF(AND(ISBLANK(INDEX($G:$G,)), ISBLANK(INDEX($C:$C,))), \"\", 'PWS Records (System Entry)'!$D$3)","v":"City of Alexandria Water System"},"5701 COURTLAND PL","ALEXANDRIA","LA",71303,10732967,31.261647199999999,-92.470822400000003,null,"Non-Lead - Plastic","Installation Date after Lead Ban","Don't Know",null,null,null,"Non-Lead - Plastic","Installation Date after Lead Ban",null,null,"Non-Lead"]
[{"$f":"IF(AND(ISBLANK(INDEX($G:$G,)), ISBLANK(INDEX($C:$C,))), \"\", 'PWS Records (System Entry)'!$D$4)","v":"LA1079001"},{"$f":"IF(AND(ISBLANK(INDEX($G:$G,)), ISBLANK(INDEX($C:$C,))), \"\", 'PWS Records (System Entry)'!$D$3)","v":"City of Alexandria Water System"},"315 ROSEWOOD DR","ALEXANDRIA","LA",71303,10732978,31.306466400000001,-92.459183999999993,null,"Unknown","Not Applicable","Don't Know",null,null,null,"Unknown","Not Applicable",null,null,"Lead Status Unknown"]
[{"$f":"IF(AND(ISBLANK(INDEX($G:$G,)), ISBLANK(INDEX($C:$C,))), \"\", 'PWS Records (System Entry)'!$D$4)","v":"LA1079001"},{"$f":"IF(AND(ISBLANK(INDEX($G:$G,)), ISBLANK(INDEX($C:$C,))), \"\", 'PWS Records (System Entry)'!$D$3)","v":"City of Alexandria Water System"},"5702 CARL ST","ALEXANDRIA","LA",71301,10733002,31.2666784,-92.483681700000005,null,"Non-Lead - Other","Installation Record (for example, tap card)","Don't Know",null,null,null,"Non-Lead - Other","Installation Record (for example, tap card)",null,null,"Non-Lead"]
[{"$f":"IF(AND(ISBLANK(INDEX($G:$G,)), ISBLANK(INDEX($C:$C,))), \"\", 'PWS Records (System Entry)'!$D$4)","v":"LA1079001"},{"$f":"IF(AND(ISBLANK(INDEX($G:$G,)), ISBLANK(INDEX($C:$C,))), \"\", 'PWS Records (System Entry)'!$D$3)","v":"City of Alexandria Water System"},"3150 WISE ST","ALEXANDRIA","LA",71303,10733031,31.282928999999999,-92.447478200000006,null,"Unknown","Not Applicable","Don't Know",null,null,null,"Unknown","Not Applicable",null,null,"Lead Status Unknown"]
[{"$f":"IF(AND(ISBLANK(INDEX($G:$G,)), ISBLANK(INDEX($C:$C,))), \"\", 'PWS Records (System Entry)'!$D$4)","v":"LA1079001"},{"$f":"IF(AND(ISBLANK(INDEX($G:$G,)), ISBLANK(INDEX($C:$C,))), \"\", 'PWS Records (System Entry)'!$D$3)","v":"City of Alexandria Water System"},"404 IDLEWOOD DR","ALEXANDRIA","LA",71303,10733066,31.2934932,-92.487412699999993,null,"Unknown","Not Applicable","Don't Know",null,null,null,"Unknown","Not Applicable",null,null,"Lead Status Unknown"]
[{"$f":"IF(AND(ISBLANK(INDEX($G:$G,)), ISBLANK(INDEX($C:$C,))), \"\", 'PWS Records (System Entry)'!$D$4)","v":"LA1079001"},{"$f":"IF(AND(ISBLANK(INDEX($G:$G,)), ISBLANK(INDEX($C:$C,))), \"\", 'PWS Records (System Entry)'!$D$3)","v":"City of Alexandria Water System"},"316 N 16TH ST","ALEXANDRIA","LA",71303,10733092,31.3140064,-92.461865799999998,null,"Unknown","Not Applicable","Don't Know",null,null,null,"Unknown","Not Applicable",null,null,"Lead Status Unknown"]
[{"$f":"IF(AND(ISBLANK(INDEX($G:$G,)), ISBLANK(INDEX($C:$C,))), \"\", 'PWS Records (System Entry)'!$D$4)","v":"LA1079001"},{"$f":"IF(AND(ISBLANK(INDEX($G:$G,)), ISBLANK(INDEX($C:$C,))), \"\", 'PWS Records (System Entry)'!$D$3)","v":"City of Alexandria Water System"},"404 RIDGEWOOD BLVD","ALEXANDRIA","LA",71303,10733100,31.295984700000002,-92.483062799999999,null,"Unknown","Not Applicable","Don't Know",null,null,null,"Unknown","Not Applicable",null,null,"Lead Status Unknown"]
[{"$f":"IF(AND(ISBLANK(INDEX($G:$G,)), ISBLANK(INDEX($C:$C,))), \"\", 'PWS Records (System Entry)'!$D$4)","v":"LA1079001"},{"$f":"IF(AND(ISBLANK(INDEX($G:$G,)), ISBLANK(INDEX($C:$C,))), \"\", 'PWS Records (System Entry)'!$D$3)","v":"City of Alexandria Water System"},"6236 ANTOINETTE ST","ALEXANDRIA","LA",71301,10733133,31.262561399999999,-92.506243499999997,null,"Unknown","Not Applicable","Don't Know",null,null,null,"Unknown","Not Applicable",null,null,"Lead Status Unknown"]
[{"$f":"IF(AND(ISBLANK(INDEX($G:$G,)), ISBLANK(INDEX($C:$C,))), \"\", 'PWS Records (System Entry)'!$D$4)","v":"LA1079001"},{"$f":"IF(AND(ISBLANK(INDEX($G:$G,)), ISBLANK(INDEX($C:$C,))), \"\", 'PWS Records (System Entry)'!$D$3)","v":"City of Alexandria Water System"},"5704 MILDRED AVE","ALEXANDRIA","LA",71303,10733159,31.266390699999999,-92.480609299999998,null,"Unknown","Not Applicable","Don't Know",null,null,null,"Unknown","Not Applicable",null,null,"Lead Status Unknown"]
[{"$f":"IF(AND(ISBLANK(INDEX($G:$G,)), ISBLANK(INDEX($C:$C,))), \"\", 'PWS Records (System Entry)'!$D$4)","v":"LA1079001"},{"$f":"IF(AND(ISBLANK(INDEX($G:$G,)), ISBLANK(INDEX($C:$C,))), \"\", 'PWS Records (System Entry)'!$D$3)","v":"City of Alexandria Water System"},"624 MACARTHUR DR","ALEXANDRIA","LA",71301,10733168,31.296178300000001,-92.479238199999998,null,"Non-Lead - Other","Installation Date after Lead Ban","Don't Know",null,null,null,"Non-Lead - Other","Installation Date after Lead Ban",null,null,"Non-Lead"]
[{"$f":"IF(AND(ISBLANK(INDEX($G:$G,)), ISBLANK(INDEX($C:$C,))), \"\", 'PWS Records (System Entry)'!$D$4)","v":"LA1079001"},{"$f":"IF(AND(ISBLANK(INDEX($G:$G,)), ISBLANK(INDEX($C:$C,))), \"\", 'PWS Records (System Entry)'!$D$3)","v":"City of Alexandria Water System"},"6915 ISABELLA DR","ALEXANDRIA","LA",71303,10733193,31.245864300000001,-92.4869561,null,"Unknown","Not Applicable","Don't Know",null,null,null,"Unknown","Not Applicable",null,null,"Lead Status Unknown"]
[{"$f":"IF(AND(ISBLANK(INDEX($G:$G,)), ISBLANK(INDEX($C:$C,))), \"\", 'PWS Records (System Entry)'!$D$4)","v":"LA1079001"},{"$f":"IF(AND(ISBLANK(INDEX($G:$G,)), ISBLANK(INDEX($C:$C,))), \"\", 'PWS Records (System Entry)'!$D$3)","v":"City of Alexandria Water System"},"625 JOHNSTON ST","ALEXANDRIA","LA",71303,10733225,31.3089458,-92.446225999999996,null,"Non-Lead - Plastic","Installation Record (for example, tap card)","Don't Know",null,null,null,"Unknown","Not Applicable",null,null,"Lead Status Unknown"]
[{"$f":"IF(AND(ISBLANK(INDEX($G:$G,)), ISBLANK(INDEX($C:$C,))), \"\", 'PWS Records (System Entry)'!$D$4)","v":"LA1079001"},{"$f":"IF(AND(ISBLANK(INDEX($G:$G,)), ISBLANK(INDEX($C:$C,))), \"\", 'PWS Records (System Entry)'!$D$3)","v":"City of Alexandria Water System"},"405 19TH ST","ALEXANDRIA","LA",71303,10733258,31.3040658,-92.460056499999993,null,"Non-Lead - Other","Installation Date after Lead Ban","Don't Know",null,null,null,"Non-Lead - Other","Installation Date after Lead Ban",null,null,"Non-Lead"]
[{"$f":"IF(AND(ISBLANK(INDEX($G:$G,)), ISBLANK(INDEX($C:$C,))), \"\", 'PWS Records (System Entry)'!$D$4)","v":"LA1079001"},{"$f":"IF(AND(ISBLANK(INDEX($G:$G,)), ISBLANK(INDEX($C:$C,))), \"\", 'PWS Records (System Entry)'!$D$3)","v":"City of Alexandria Water System"},"626 W WAY DR","ALEXANDRIA","LA",71303,10733281,31.2637915,-92.4969416,null,"Non-Lead - Other","Installation Record (for example, tap card)","Don't Know",null,null,null,"Non-Lead - Other","Installation Record (for example, tap card)",null,null,"Non-Lead"]
[{"$f":"IF(AND(ISBLANK(INDEX($G:$G,)), ISBLANK(INDEX($C:$C,))), \"\", 'PWS Records (System Entry)'!$D$4)","v":"LA1079001"},{"$f":"IF(AND(ISBLANK(INDEX($G:$G,)), ISBLANK(INDEX($C:$C,))), \"\", 'PWS Records (System Entry)'!$D$3)","v":"City of Alexandria Water System"},"405 EVANGELINE LN","ALEXANDRIA","LA",71303,10733292,31.288359700000001,-92.414265999999998,null,"Unknown","Not Applicable","Don't Know",null,null,null,"Unknown","Not Applicable",null,null,"Lead Status Unknown"]
[{"$f":"IF(AND(ISBLANK(INDEX($G:$G,)), ISBLANK(INDEX($C:$C,))), \"\", 'PWS Records (System Entry)'!$D$4)","v":"LA1079001"},{"$f":"IF(AND(ISBLANK(INDEX($G:$G,)), ISBLANK(INDEX($C:$C,))), \"\", 'PWS Records (System Entry)'!$D$3)","v":"City of Alexandria Water System"},"70 WESTWOOD BLVD UNIT B","ALEXANDRIA","LA",71301,10733318,31.3043485,-92.472085100000001,null,"Unknown","Not Applicable","Don't Know",null,null,null,"Unknown","Not Applicable",null,null,"Lead Status Unknown"]
[{"$f":"IF(AND(ISBLANK(INDEX($G:$G,)), ISBLANK(INDEX($C:$C,))), \"\", 'PWS Records (System Entry)'!$D$4)","v":"LA1079001"},{"$f":"IF(AND(ISBLANK(INDEX($G:$G,)), ISBLANK(INDEX($C:$C,))), \"\", 'PWS Records (System Entry)'!$D$3)","v":"City of Alexandria Water System"},"405 RIVERBEND DR","ALEXANDRIA","LA",71302,10733348,31.295825900000001,-92.425738100000004,null,"Non-Lead - Plastic","Installation Date after Lead Ban","Don't Know",null,null,null,"Non-Lead - Plastic","Installation Date after Lead Ban",null,null,"Non-Lead"]
[{"$f":"IF(AND(ISBLANK(INDEX($G:$G,)), ISBLANK(INDEX($C:$C,))), \"\", 'PWS Records (System Entry)'!$D$4)","v":"LA1079001"},{"$f":"IF(AND(ISBLANK(INDEX($G:$G,)), ISBLANK(INDEX($C:$C,))), \"\", 'PWS Records (System Entry)'!$D$3)","v":"City of Alexandria Water System"},"5707 SKYLARK DR","ALEXANDRIA","LA",71303,10733357,31.3002015,-92.508491699999993,null,"Unknown","Not Applicable","Don't Know",null,null,null,"Unknown","Not Applicable",null,null,"Lead Status Unknown"]
[{"$f":"IF(AND(ISBLANK(INDEX($G:$G,)), ISBLANK(INDEX($C:$C,))), \"\", 'PWS Records (System Entry)'!$D$4)","v":"LA1079001"},{"$f":"IF(AND(ISBLANK(INDEX($G:$G,)), ISBLANK(INDEX($C:$C,))), \"\", 'PWS Records (System Entry)'!$D$3)","v":"City of Alexandria Water System"},"319 ROSEWOOD DR","ALEXANDRIA","LA",71303,10733383,31.306429399999999,-92.459120600000006,null,"Unknown","Not Applicable","Don't Know",null,null,null,"Unknown","Not Applicable",null,null,"Lead Status Unknown"]
[{"$f":"IF(AND(ISBLANK(INDEX($G:$G,)), ISBLANK(INDEX($C:$C,))), \"\", 'PWS Records (System Entry)'!$D$4)","v":"LA1079001"},{"$f":"IF(AND(ISBLANK(INDEX($G:$G,)), ISBLANK(INDEX($C:$C,))), \"\", 'PWS Records (System Entry)'!$D$3)","v":"City of Alexandria Water System"},"32 GORDON AVE","ALEXANDRIA","LA",71303,10733421,31.308796999999998,-92.465502299999997,null,"Unknown","Not Applicable","Don't Know",null,null,null,"Unknown","Not Applicable",null,null,"Lead Status Unknown"]
[{"$f":"IF(AND(ISBLANK(INDEX($G:$G,)), ISBLANK(INDEX($C:$C,))), \"\", 'PWS Records (System Entry)'!$D$4)","v":"LA1079001"},{"$f":"IF(AND(ISBLANK(INDEX($G:$G,)), ISBLANK(INDEX($C:$C,))), \"\", 'PWS Records (System Entry)'!$D$3)","v":"City of Alexandria Water System"},"630 DOUGLAS ST","ALEXANDRIA","LA",71303,10733448,31.294788,-92.429280000000006,null,"Unknown","Not Applicable","Don't Know",null,null,null,"Unknown","Not Applicable",null,null,"Lead Status Unknown"]
[{"$f":"IF(AND(ISBLANK(INDEX($G:$G,)), ISBLANK(INDEX($C:$C,))), \"\", 'PWS Records (System Entry)'!$D$4)","v":"LA1079001"},{"$f":"IF(AND(ISBLANK(INDEX($G:$G,)), ISBLANK(INDEX($C:$C,))), \"\", 'PWS Records (System Entry)'!$D$3)","v":"City of Alexandria Water System"},"630 W WAY DR","ALEXANDRIA","LA",71301,10733476,31.264054000000002,-92.496830399999993,null,"Non-Lead - Other","Installation Record (for example, tap card)","Don't Know",null,null,null,"Non-Lead - Other","Installation Record (for example, tap card)",null,null,"Non-Lead"]
[{"$f":"IF(AND(ISBLANK(INDEX($G:$G,)), ISBLANK(INDEX($C:$C,))), \"\", 'PWS Records (System Entry)'!$D$4)","v":"LA1079001"},{"$f":"IF(AND(ISBLANK(INDEX($G:$G,)), ISBLANK(INDEX($C:$C,))), \"\", 'PWS Records (System Entry)'!$D$3)","v":"City of Alexandria Water System"},"5709 GOODLAND TRCE","ALEXANDRIA","LA",71303,10733482,31.261196000000002,-92.467146,null,"Unknown","Not Applicable","Don't Know",null,null,null,"Unknown","Not Applicable",null,null,"Lead Status Unknown"]
[{"$f":"IF(AND(ISBLANK(INDEX($G:$G,)), ISBLANK(INDEX($C:$C,))), \"\", 'PWS Records (System Entry)'!$D$4)","v":"LA1079001"},{"$f":"IF(AND(ISBLANK(INDEX($G:$G,)), ISBLANK(INDEX($C:$C,))), \"\", 'PWS Records (System Entry)'!$D$3)","v":"City of Alexandria Water System"},"6301 BOUEF TRACE TRCE","ALEXANDRIA","LA",71303,10733513,31.254871999999999,-92.481774999999999,null,"Unknown","Not Applicable","Don't Know",null,null,null,"Unknown","Not Applicable",null,null,"Lead Status Unknown"]
[{"$f":"IF(AND(ISBLANK(INDEX($G:$G,)), ISBLANK(INDEX($C:$C,))), \"\", 'PWS Records (System Entry)'!$D$4)","v":"LA1079001"},{"$f":"IF(AND(ISBLANK(INDEX($G:$G,)), ISBLANK(INDEX($C:$C,))), \"\", 'PWS Records (System Entry)'!$D$3)","v":"City of Alexandria Water System"},"6301 W MORGAN DR","ALEXANDRIA","LA",71303,10733539,31.263072000000001,-92.503282499999997,null,"Non-Lead - Other","Installation Record (for example, tap card)","Don't Know",null,null,null,"Non-Lead - Other","Installation Record (for example, tap card)",null,null,"Non-Lead"]
[{"$f":"IF(AND(ISBLANK(INDEX($G:$G,)), ISBLANK(INDEX($C:$C,))), \"\", 'PWS Records (System Entry)'!$D$4)","v":"LA1079001"},{"$f":"IF(AND(ISBLANK(INDEX($G:$G,)), ISBLANK(INDEX($C:$C,))), \"\", 'PWS Records (System Entry)'!$D$3)","v":"City of Alexandria Water System"},"320 WINDERMERE BLVD","ALEXANDRIA","LA",71301,10733547,31.290809200000002,-92.490972499999998,null,"Unknown","Not Applicable","Don't Know",null,null,null,"Unknown","Not Applicable",null,null,"Lead Status Unknown"]
[{"$f":"IF(AND(ISBLANK(INDEX($G:$G,)), ISBLANK(INDEX($C:$C,))), \"\", 'PWS Records (System Entry)'!$D$4)","v":"LA1079001"},{"$f":"IF(AND(ISBLANK(INDEX($G:$G,)), ISBLANK(INDEX($C:$C,))), \"\", 'PWS Records (System Entry)'!$D$3)","v":"City of Alexandria Water System"},"2409 NEW YORK AVE","ALEXANDRIA","LA",71303,10733571,31.289357599999999,-92.438372599999994,null,"Unknown","Not Applicable","Don't Know",null,null,null,"Unknown","Not Applicable",null,null,"Lead Status Unknown"]
[{"$f":"IF(AND(ISBLANK(INDEX($G:$G,)), ISBLANK(INDEX($C:$C,))), \"\", 'PWS Records (System Entry)'!$D$4)","v":"LA1079001"},{"$f":"IF(AND(ISBLANK(INDEX($G:$G,)), ISBLANK(INDEX($C:$C,))), \"\", 'PWS Records (System Entry)'!$D$3)","v":"City of Alexandria Water System"},"35 VAN MOL RD","ALEXANDRIA","LA",71303,10733593,31.2003764,-92.415389200000007,null,"Non-Lead - Other","Installation Record (for example, tap card)","Don't Know",null,null,null,"Non-Lead - Other","Installation Record (for example, tap card)",null,null,"Non-Lead"]
[{"$f":"IF(AND(ISBLANK(INDEX($G:$G,)), ISBLANK(INDEX($C:$C,))), \"\", 'PWS Records (System Entry)'!$D$4)","v":"LA1079001"},{"$f":"IF(AND(ISBLANK(INDEX($G:$G,)), ISBLANK(INDEX($C:$C,))), \"\", 'PWS Records (System Entry)'!$D$3)","v":"City of Alexandria Water System"},"3500 JONES AVE","ALEXANDRIA","LA",71303,10733637,31.289567000000002,-92.430261999999999,null,"Unknown","Not Applicable","Don't Know",null,null,null,"Unknown","Not Applicable",null,null,"Lead Status Unknown"]
[{"$f":"IF(AND(ISBLANK(INDEX($G:$G,)), ISBLANK(INDEX($C:$C,))), \"\", 'PWS Records (System Entry)'!$D$4)","v":"LA1079001"},{"$f":"IF(AND(ISBLANK(INDEX($G:$G,)), ISBLANK(INDEX($C:$C,))), \"\", 'PWS Records (System Entry)'!$D$3)","v":"City of Alexandria Water System"},"2411 ALMA ST","ALEXANDRIA","LA",71303,10733663,31.300433300000002,-92.4676683,null,"Unknown","Not Applicable","Don't Know",null,null,null,"Unknown","Not Applicable",null,null,"Lead Status Unknown"]
[{"$f":"IF(AND(ISBLANK(INDEX($G:$G,)), ISBLANK(INDEX($C:$C,))), \"\", 'PWS Records (System Entry)'!$D$4)","v":"LA1079001"},{"$f":"IF(AND(ISBLANK(INDEX($G:$G,)), ISBLANK(INDEX($C:$C,))), \"\", 'PWS Records (System Entry)'!$D$3)","v":"City of Alexandria Water System"},"5711 HALL ST","ALEXANDRIA","LA",71303,10733674,31.2972787,-92.507429999999999,null,"Unknown","Not Applicable","Don't Know",null,null,null,"Unknown","Not Applicable",null,null,"Lead Status Unknown"]
[{"$f":"IF(AND(ISBLANK(INDEX($G:$G,)), ISBLANK(INDEX($C:$C,))), \"\", 'PWS Records (System Entry)'!$D$4)","v":"LA1079001"},{"$f":"IF(AND(ISBLANK(INDEX($G:$G,)), ISBLANK(INDEX($C:$C,))), \"\", 'PWS Records (System Entry)'!$D$3)","v":"City of Alexandria Water System"},"6307 LANDMARK DR","ALEXANDRIA","LA",71301,10733712,31.255360199999998,-92.483673699999997,null,"Non-Lead - Other","Installation Record (for example, tap card)","Don't Know",null,null,null,"Non-Lead - Other","Installation Record (for example, tap card)",null,null,"Non-Lead"]
[{"$f":"IF(AND(ISBLANK(INDEX($G:$G,)), ISBLANK(INDEX($C:$C,))), \"\", 'PWS Records (System Entry)'!$D$4)","v":"LA1079001"},{"$f":"IF(AND(ISBLANK(INDEX($G:$G,)), ISBLANK(INDEX($C:$C,))), \"\", 'PWS Records (System Entry)'!$D$3)","v":"City of Alexandria Water System"},"6308 DEERFIELD DR","ALEXANDRIA","LA",71303,10733727,31.246850200000001,-92.473365099999995,null,"Unknown","Not Applicable","Don't Know",null,null,null,"Unknown","Not Applicable",null,null,"Lead Status Unknown"]
[{"$f":"IF(AND(ISBLANK(INDEX($G:$G,)), ISBLANK(INDEX($C:$C,))), \"\", 'PWS Records (System Entry)'!$D$4)","v":"LA1079001"},{"$f":"IF(AND(ISBLANK(INDEX($G:$G,)), ISBLANK(INDEX($C:$C,))), \"\", 'PWS Records (System Entry)'!$D$3)","v":"City of Alexandria Water System"},"5711 NORTH DR","ALEXANDRIA","LA",71303,10733740,31.259824699999999,-92.465908900000002,null,"Unknown","Not Applicable","Don't Know",null,null,null,"Unknown","Not Applicable",null,null,"Lead Status Unknown"]
[{"$f":"IF(AND(ISBLANK(INDEX($G:$G,)), ISBLANK(INDEX($C:$C,))), \"\", 'PWS Records (System Entry)'!$D$4)","v":"LA1079001"},{"$f":"IF(AND(ISBLANK(INDEX($G:$G,)), ISBLANK(INDEX($C:$C,))), \"\", 'PWS Records (System Entry)'!$D$3)","v":"City of Alexandria Water System"},"408 ANSLEY BLVD APT B","ALEXANDRIA","LA",71303,10733763,31.289171499999998,-92.498798500000007,null,"Non-Lead - Plastic","Installation Date after Lead Ban","Don't Know",null,null,null,"Non-Lead - Plastic","Installation Date after Lead Ban",null,null,"Non-Lead"]
[{"$f":"IF(AND(ISBLANK(INDEX($G:$G,)), ISBLANK(INDEX($C:$C,))), \"\", 'PWS Records (System Entry)'!$D$4)","v":"LA1079001"},{"$f":"IF(AND(ISBLANK(INDEX($G:$G,)), ISBLANK(INDEX($C:$C,))), \"\", 'PWS Records (System Entry)'!$D$3)","v":"City of Alexandria Water System"},"6309 MORGAN OAKS CT","ALEXANDRIA","LA",71303,10733787,31.2573562,-92.4897761,null,"Non-Lead - Other","Installation Record (for example, tap card)","Don't Know",null,null,null,"Non-Lead - Other","Installation Record (for example, tap card)",null,null,"Non-Lead"]
[{"$f":"IF(AND(ISBLANK(INDEX($G:$G,)), ISBLANK(INDEX($C:$C,))), \"\", 'PWS Records (System Entry)'!$D$4)","v":"LA1079001"},{"$f":"IF(AND(ISBLANK(INDEX($G:$G,)), ISBLANK(INDEX($C:$C,))), \"\", 'PWS Records (System Entry)'!$D$3)","v":"City of Alexandria Water System"},"5712 GOODLAND TRCE","ALEXANDRIA","LA",71303,10733820,31.261236,-92.466576000000003,null,"Non-Lead - Other","Installation Record (for example, tap card)","Don't Know",null,null,null,"Non-Lead - Other","Installation Record (for example, tap card)",null,null,"Non-Lead"]
[{"$f":"IF(AND(ISBLANK(INDEX($G:$G,)), ISBLANK(INDEX($C:$C,))), \"\", 'PWS Records (System Entry)'!$D$4)","v":"LA1079001"},{"$f":"IF(AND(ISBLANK(INDEX($G:$G,)), ISBLANK(INDEX($C:$C,))), \"\", 'PWS Records (System Entry)'!$D$3)","v":"City of Alexandria Water System"},"2414 HARRIS ST","ALEXANDRIA","LA",71303,10733853,31.2923458,-92.448773599999996,null,"Unknown","Not Applicable","Don't Know",null,null,null,"Unknown","Not Applicable",null,null,"Lead Status Unknown"]
[{"$f":"IF(AND(ISBLANK(INDEX($G:$G,)), ISBLANK(INDEX($C:$C,))), \"\", 'PWS Records (System Entry)'!$D$4)","v":"LA1079001"},{"$f":"IF(AND(ISBLANK(INDEX($G:$G,)), ISBLANK(INDEX($C:$C,))), \"\", 'PWS Records (System Entry)'!$D$3)","v":"City of Alexandria Water System"},"6312 ARDEN OAKS DR","ALEXANDRIA","LA",71301,10733866,31.2541054,-92.494727299999994,null,"Non-Lead - Other","Installation Record (for example, tap card)","Don't Know",null,null,null,"Non-Lead - Other","Installation Record (for example, tap card)",null,null,"Non-Lead"]
[{"$f":"IF(AND(ISBLANK(INDEX($G:$G,)), ISBLANK(INDEX($C:$C,))), \"\", 'PWS Records (System Entry)'!$D$4)","v":"LA1079001"},{"$f":"IF(AND(ISBLANK(INDEX($G:$G,)), ISBLANK(INDEX($C:$C,))), \"\", 'PWS Records (System Entry)'!$D$3)","v":"City of Alexandria Water System"},"3204 PEMBROKE DR","ALEXANDRIA","LA",71303,10733880,31.281283999999999,-92.4532746,null,"Unknown","Not Applicable","Don't Know",null,null,null,"Unknown","Not Applicable",null,null,"Lead Status Unknown"]
[{"$f":"IF(AND(ISBLANK(INDEX($G:$G,)), ISBLANK(INDEX($C:$C,))), \"\", 'PWS Records (System Entry)'!$D$4)","v":"LA1079001"},{"$f":"IF(AND(ISBLANK(INDEX($G:$G,)), ISBLANK(INDEX($C:$C,))), \"\", 'PWS Records (System Entry)'!$D$3)","v":"City of Alexandria Water System"},"2414 WEBSTER ST","ALEXANDRIA","LA",71303,10733919,31.303265400000001,-92.468551500000004,null,"Non-Lead - Plastic","Installation Record (for example, tap card)","Don't Know",null,null,null,"Unknown","Not Applicable",null,null,"Lead Status Unknown"]
[{"$f":"IF(AND(ISBLANK(INDEX($G:$G,)), ISBLANK(INDEX($C:$C,))), \"\", 'PWS Records (System Entry)'!$D$4)","v":"LA1079001"},{"$f":"IF(AND(ISBLANK(INDEX($G:$G,)), ISBLANK(INDEX($C:$C,))), \"\", 'PWS Records (System Entry)'!$D$3)","v":"City of Alexandria Water System"},"3206 OLCUTT ST","ALEXANDRIA","LA",71303,10733928,31.269120000000001,-92.452522700000003,null,"Unknown","Not Applicable","Don't Know",null,null,null,"Unknown","Not Applicable",null,null,"Lead Status Unknown"]
[{"$f":"IF(AND(ISBLANK(INDEX($G:$G,)), ISBLANK(INDEX($C:$C,))), \"\", 'PWS Records (System Entry)'!$D$4)","v":"LA1079001"},{"$f":"IF(AND(ISBLANK(INDEX($G:$G,)), ISBLANK(INDEX($C:$C,))), \"\", 'PWS Records (System Entry)'!$D$3)","v":"City of Alexandria Water System"},"3206 S MACARTHUR DR","ALEXANDRIA","LA",71303,10733954,31.265453399999998,-92.454893400000003,null,"Unknown","Not Applicable","Don't Know",null,null,null,"Unknown","Not Applicable",null,null,"Lead Status Unknown"]
[{"$f":"IF(AND(ISBLANK(INDEX($G:$G,)), ISBLANK(INDEX($C:$C,))), \"\", 'PWS Records (System Entry)'!$D$4)","v":"LA1079001"},{"$f":"IF(AND(ISBLANK(INDEX($G:$G,)), ISBLANK(INDEX($C:$C,))), \"\", 'PWS Records (System Entry)'!$D$3)","v":"City of Alexandria Water System"},"5715 GOODLAND TRCE","ALEXANDRIA","LA",71301,10733983,31.261565999999998,-92.466905999999994,null,"Non-Lead - Other","Installation Record (for example, tap card)","Don't Know",null,null,null,"Non-Lead - Other","Installation Record (for example, tap card)",null,null,"Non-Lead"]
[{"$f":"IF(AND(ISBLANK(INDEX($G:$G,)), ISBLANK(INDEX($C:$C,))), \"\", 'PWS Records (System Entry)'!$D$4)","v":"LA1079001"},{"$f":"IF(AND(ISBLANK(INDEX($G:$G,)), ISBLANK(INDEX($C:$C,))), \"\", 'PWS Records (System Entry)'!$D$3)","v":"City of Alexandria Water System"},"3508 PEACH ST","ALEXANDRIA","LA",71303,10734009,31.302105999999998,-92.481695999999999,null,"Unknown","Not Applicable","Don't Know",null,null,null,"Unknown","Not Applicable",null,null,"Lead Status Unknown"]
[{"$f":"IF(AND(ISBLANK(INDEX($G:$G,)), ISBLANK(INDEX($C:$C,))), \"\", 'PWS Records (System Entry)'!$D$4)","v":"LA1079001"},{"$f":"IF(AND(ISBLANK(INDEX($G:$G,)), ISBLANK(INDEX($C:$C,))), \"\", 'PWS Records (System Entry)'!$D$3)","v":"City of Alexandria Water System"},"3509 LAUREL ST","ALEXANDRIA","LA",71303,10734042,31.301135299999999,-92.481601800000007,null,"Unknown","Not Applicable","Don't Know",null,null,null,"Unknown","Not Applicable",null,null,"Lead Status Unknown"]
[{"$f":"IF(AND(ISBLANK(INDEX($G:$G,)), ISBLANK(INDEX($C:$C,))), \"\", 'PWS Records (System Entry)'!$D$4)","v":"LA1079001"},{"$f":"IF(AND(ISBLANK(INDEX($G:$G,)), ISBLANK(INDEX($C:$C,))), \"\", 'PWS Records (System Entry)'!$D$3)","v":"City of Alexandria Water System"},"3509 QUEENS CT","ALEXANDRIA","LA",71303,10734053,31.272336500000002,-92.437649300000004,null,"Unknown","Not Applicable","Don't Know",null,null,null,"Unknown","Not Applicable",null,null,"Lead Status Unknown"]
[{"$f":"IF(AND(ISBLANK(INDEX($G:$G,)), ISBLANK(INDEX($C:$C,))), \"\", 'PWS Records (System Entry)'!$D$4)","v":"LA1079001"},{"$f":"IF(AND(ISBLANK(INDEX($G:$G,)), ISBLANK(INDEX($C:$C,))), \"\", 'PWS Records (System Entry)'!$D$3)","v":"City of Alexandria Water System"},"2416 DETROIT ST","ALEXANDRIA","LA",71303,10734075,31.288812100000001,-92.437685999999999,null,"Unknown","Not Applicable","Don't Know",null,null,null,"Unknown","Not Applicable",null,null,"Lead Status Unknown"]
[{"$f":"IF(AND(ISBLANK(INDEX($G:$G,)), ISBLANK(INDEX($C:$C,))), \"\", 'PWS Records (System Entry)'!$D$4)","v":"LA1079001"},{"$f":"IF(AND(ISBLANK(INDEX($G:$G,)), ISBLANK(INDEX($C:$C,))), \"\", 'PWS Records (System Entry)'!$D$3)","v":"City of Alexandria Water System"},"6317 DEERFIELD DR","ALEXANDRIA","LA",71303,10734108,31.246479799999999,-92.473579299999997,null,"Unknown","Not Applicable","Don't Know",null,null,null,"Unknown","Not Applicable",null,null,"Lead Status Unknown"]
[{"$f":"IF(AND(ISBLANK(INDEX($G:$G,)), ISBLANK(INDEX($C:$C,))), \"\", 'PWS Records (System Entry)'!$D$4)","v":"LA1079001"},{"$f":"IF(AND(ISBLANK(INDEX($G:$G,)), ISBLANK(INDEX($C:$C,))), \"\", 'PWS Records (System Entry)'!$D$3)","v":"City of Alexandria Water System"},"2416 N CITY PARK BLVD","ALEXANDRIA","LA",71303,10734133,31.2897596,-92.459255499999998,null,"Unknown","Not Applicable","Don't Know",null,null,null,"Unknown","Not Applicable",null,null,"Lead Status Unknown"]
[{"$f":"IF(AND(ISBLANK(INDEX($G:$G,)), ISBLANK(INDEX($C:$C,))), \"\", 'PWS Records (System Entry)'!$D$4)","v":"LA1079001"},{"$f":"IF(AND(ISBLANK(INDEX($G:$G,)), ISBLANK(INDEX($C:$C,))), \"\", 'PWS Records (System Entry)'!$D$3)","v":"City of Alexandria Water System"},"2416 RUSTON ST","ALEXANDRIA","LA",71303,10734140,31.298192,-92.439278999999999,null,"Unknown","Not Applicable","Don't Know",null,null,null,"Unknown","Not Applicable",null,null,"Lead Status Unknown"]
[{"$f":"IF(AND(ISBLANK(INDEX($G:$G,)), ISBLANK(INDEX($C:$C,))), \"\", 'PWS Records (System Entry)'!$D$4)","v":"LA1079001"},{"$f":"IF(AND(ISBLANK(INDEX($G:$G,)), ISBLANK(INDEX($C:$C,))), \"\", 'PWS Records (System Entry)'!$D$3)","v":"City of Alexandria Water System"},"5718 RICHARD AVE","ALEXANDRIA","LA",71303,10734178,31.2493877,-92.445924300000001,null,"Non-Lead - Plastic","Installation Record (for example, tap card)","Don't Know",null,null,null,"Unknown","Not Applicable",null,null,{"$f":"IF(AND(INDEX($K:$K,)=\"\", INDEX($L:$L,)=\"\", INDEX($M:$M,)=\"\", INDEX($Q:$Q,)=\"\", INDEX($R:$R,)=\"\"), \"\", IF(OR(INDEX($K:$K,)=\"Lead\",INDEX($Q:$Q,)=\"Lead\"),\"Lead\",IF(OR(AND(OR(INDEX($M:$M,)=\"Yes\", INDEX($M:$M,)=\"Don't Know\", INDEX($M:$M,)=\"\"), INDEX($Q:$Q,)=\"Galvanized Iron/Steel\"), AND(INDEX($K:$K,)=\"Unknown\", INDEX($M:$M,)=\"No\", INDEX($Q:$Q,)=\"Galvanized Iron/Steel\")), \"Galvanized Requiring Replacement\", IF(OR(AND(OR(INDEX($K:$K,)=\"Galvanized Iron/Steel\", INDEX($K:$K,)=\"Non-Lead - Copper\", INDEX($K:$K,)=\"Non-Lead - Plastic\", INDEX($K:$K,)=\"Non-Lead - Other\", INDEX($K:$K,)=\"Non-Lead - Material Unknown\", INDEX($K:$K,)=\"No System Owned Portion\"), OR(INDEX($Q:$Q,)=\"Galvanized Iron/Steel\", INDEX($Q:$Q,)=\"Non-Lead - Copper\", INDEX($Q:$Q,)=\"Non-Lead - Plastic\", INDEX($Q:$Q,)=\"Non-Lead - Other\", INDEX($Q:$Q,)=\"Non-Lead - Predictive Model\", INDEX($Q:$Q,)=\"No Customer Owned Portion\")), AND(OR( INDEX($K:$K,)=\"Galvanized Iron/Steel\", INDEX($K:$K,)=\"Non-Lead - Copper\", INDEX($K:$K,)=\"Non-Lead - Plastic\", INDEX($K:$K,)=\"Non-Lead - Other\", INDEX($K:$K,)=\"Non-Lead - Material Unknown\", INDEX($K:$K,)=\"No System Owned Portion\"), INDEX($M:$M,)=\"No\", INDEX($Q:$Q,)=\"Non-Lead - Material Unknown\")), \"Non-Lead\", \"Lead Status Unknown\"))))","v":"Lead Status Unknown"}]
[{"$f":"IF(AND(ISBLANK(INDEX($G:$G,)), ISBLANK(INDEX($C:$C,))), \"\", 'PWS Records (System Entry)'!$D$4)","v":"LA1079001"},{"$f":"IF(AND(ISBLANK(INDEX($G:$G,)), ISBLANK(INDEX($C:$C,))), \"\", 'PWS Records (System Entry)'!$D$3)","v":"City of Alexandria Water System"},"321 SCALLAN ST","ALEXANDRIA","LA",71303,10734199,31.301614699999998,-92.434326799999994,null,"Unknown","Not Applicable","Don't Know",null,null,null,"Unknown","Not Applicable",null,null,"Lead Status Unknown"]
[{"$f":"IF(AND(ISBLANK(INDEX($G:$G,)), ISBLANK(INDEX($C:$C,))), \"\", 'PWS Records (System Entry)'!$D$4)","v":"LA1079001"},{"$f":"IF(AND(ISBLANK(INDEX($G:$G,)), ISBLANK(INDEX($C:$C,))), \"\", 'PWS Records (System Entry)'!$D$3)","v":"City of Alexandria Water System"},"3512 ENGLAND DR","ALEXANDRIA","LA",71303,10734232,31.325985299999999,-92.490929399999999,null,"Unknown","Not Applicable","Don't Know",null,null,null,"Unknown","Not Applicable",null,null,"Lead Status Unknown"]
[{"$f":"IF(AND(ISBLANK(INDEX($G:$G,)), ISBLANK(INDEX($C:$C,))), \"\", 'PWS Records (System Entry)'!$D$4)","v":"LA1079001"},{"$f":"IF(AND(ISBLANK(INDEX($G:$G,)), ISBLANK(INDEX($C:$C,))), \"\", 'PWS Records (System Entry)'!$D$3)","v":"City of Alexandria Water System"},"5719 NORTH DR","ALEXANDRIA","LA",71303,10734243,31.2595469,-92.466088099999993,null,"Unknown","Not Applicable","Don't Know",null,null,null,"Unknown","Not Applicable",null,null,{"$f":"IF(AND(INDEX($K:$K,)=\"\", INDEX($L:$L,)=\"\", INDEX($M:$M,)=\"\", INDEX($Q:$Q,)=\"\", INDEX($R:$R,)=\"\"), \"\", IF(OR(INDEX($K:$K,)=\"Lead\",INDEX($Q:$Q,)=\"Lead\"),\"Lead\",IF(OR(AND(OR(INDEX($M:$M,)=\"Yes\", INDEX($M:$M,)=\"Don't Know\", INDEX($M:$M,)=\"\"), INDEX($Q:$Q,)=\"Galvanized Iron/Steel\"), AND(INDEX($K:$K,)=\"Unknown\", INDEX($M:$M,)=\"No\", INDEX($Q:$Q,)=\"Galvanized Iron/Steel\")), \"Galvanized Requiring Replacement\", IF(OR(AND(OR(INDEX($K:$K,)=\"Galvanized Iron/Steel\", INDEX($K:$K,)=\"Non-Lead - Copper\", INDEX($K:$K,)=\"Non-Lead - Plastic\", INDEX($K:$K,)=\"Non-Lead - Other\", INDEX($K:$K,)=\"Non-Lead - Material Unknown\", INDEX($K:$K,)=\"No System Owned Portion\"), OR(INDEX($Q:$Q,)=\"Galvanized Iron/Steel\", INDEX($Q:$Q,)=\"Non-Lead - Copper\", INDEX($Q:$Q,)=\"Non-Lead - Plastic\", INDEX($Q:$Q,)=\"Non-Lead - Other\", INDEX($Q:$Q,)=\"Non-Lead - Predictive Model\", INDEX($Q:$Q,)=\"No Customer Owned Portion\")), AND(OR( INDEX($K:$K,)=\"Galvanized Iron/Steel\", INDEX($K:$K,)=\"Non-Lead - Copper\", INDEX($K:$K,)=\"Non-Lead - Plastic\", INDEX($K:$K,)=\"Non-Lead - Other\", INDEX($K:$K,)=\"Non-Lead - Material Unknown\", INDEX($K:$K,)=\"No System Owned Portion\"), INDEX($M:$M,)=\"No\", INDEX($Q:$Q,)=\"Non-Lead - Material Unknown\")), \"Non-Lead\", \"Lead Status Unknown\"))))","v":"Lead Status Unknown"}]
[{"$f":"IF(AND(ISBLANK(INDEX($G:$G,)), ISBLANK(INDEX($C:$C,))), \"\", 'PWS Records (System Entry)'!$D$4)","v":"LA1079001"},{"$f":"IF(AND(ISBLANK(INDEX($G:$G,)), ISBLANK(INDEX($C:$C,))), \"\", 'PWS Records (System Entry)'!$D$3)","v":"City of Alexandria Water System"},"3210 MONROE ST UNIT A","ALEXANDRIA","LA",71303,10734270,31.301165999999998,-92.476506000000001,null,"Unknown","Not Applicable","Don't Know",null,null,null,"Unknown","Not Applicable",null,null,"Lead Status Unknown"]
[{"$f":"IF(AND(ISBLANK(INDEX($G:$G,)), ISBLANK(INDEX($C:$C,))), \"\", 'PWS Records (System Entry)'!$D$4)","v":"LA1079001"},{"$f":"IF(AND(ISBLANK(INDEX($G:$G,)), ISBLANK(INDEX($C:$C,))), \"\", 'PWS Records (System Entry)'!$D$3)","v":"City of Alexandria Water System"},"3210 VIOLET ST","ALEXANDRIA","LA",71303,10734299,31.298611999999999,-92.475673200000003,null,"Non-Lead - Other","Installation Date after Lead Ban","Don't Know",null,null,null,"Non-Lead - Other","Installation Date after Lead Ban",null,null,"Non-Lead"]
[{"$f":"IF(AND(ISBLANK(INDEX($G:$G,)), ISBLANK(INDEX($C:$C,))), \"\", 'PWS Records (System Entry)'!$D$4)","v":"LA1079001"},{"$f":"IF(AND(ISBLANK(INDEX($G:$G,)), ISBLANK(INDEX($C:$C,))), \"\", 'PWS Records (System Entry)'!$D$3)","v":"City of Alexandria Water System"},"410 UNIVERSITY ST","ALEXANDRIA","LA",71303,10734325,31.297211300000001,-92.428294699999995,null,"Non-Lead - Other","Installation Date after Lead Ban","Don't Know",null,null,null,"Non-Lead - Other","Installation Date after Lead Ban",null,null,"Non-Lead"]
[{"$f":"IF(AND(ISBLANK(INDEX($G:$G,)), ISBLANK(INDEX($C:$C,))), \"\", 'PWS Records (System Entry)'!$D$4)","v":"LA1079001"},{"$f":"IF(AND(ISBLANK(INDEX($G:$G,)), ISBLANK(INDEX($C:$C,))), \"\", 'PWS Records (System Entry)'!$D$3)","v":"City of Alexandria Water System"},"5720 PRESCOTT RD","ALEXANDRIA","LA",71303,10734335,31.26322,-92.477856200000005,null,"Unknown","Not Applicable","Don't Know",null,null,null,"Unknown","Not Applicable",null,null,"Lead Status Unknown"]
[{"$f":"IF(AND(ISBLANK(INDEX($G:$G,)), ISBLANK(INDEX($C:$C,))), \"\", 'PWS Records (System Entry)'!$D$4)","v":"LA1079001"},{"$f":"IF(AND(ISBLANK(INDEX($G:$G,)), ISBLANK(INDEX($C:$C,))), \"\", 'PWS Records (System Entry)'!$D$3)","v":"City of Alexandria Water System"},"4100 WATERFORD DR","ALEXANDRIA","LA",71303,10734372,31.286702900000002,-92.4857145,null,"Non-Lead - Other","Installation Record (for example, tap card)","Don't Know",null,null,null,"Non-Lead - Other","Installation Record (for example, tap card)",null,null,"Non-Lead"]
[{"$f":"IF(AND(ISBLANK(INDEX($G:$G,)), ISBLANK(INDEX($C:$C,))), \"\", 'PWS Records (System Entry)'!$D$4)","v":"LA1079001"},{"$f":"IF(AND(ISBLANK(INDEX($G:$G,)), ISBLANK(INDEX($C:$C,))), \"\", 'PWS Records (System Entry)'!$D$3)","v":"City of Alexandria Water System"},"6321 BAYOU CROSSING DR","ALEXANDRIA","LA",71303,10734389,31.261384499999998,-92.503016500000001,null,"Non-Lead - Other","Installation Record (for example, tap card)","Don't Know",null,null,null,"Non-Lead - Other","Installation Record (for example, tap card)",null,null,"Non-Lead"]
[{"$f":"IF(AND(ISBLANK(INDEX($G:$G,)), ISBLANK(INDEX($C:$C,))), \"\", 'PWS Records (System Entry)'!$D$4)","v":"LA1079001"},{"$f":"IF(AND(ISBLANK(INDEX($G:$G,)), ISBLANK(INDEX($C:$C,))), \"\", 'PWS Records (System Entry)'!$D$3)","v":"City of Alexandria Water System"},"708 WELWYN WAY","ALEXANDRIA","LA",71303,10734422,31.2782296,-92.489097700000002,null,"Unknown","Not Applicable","Don't Know",null,null,null,"Unknown","Not Applicable",null,null,"Lead Status Unknown"]
[{"$f":"IF(AND(ISBLANK(INDEX($G:$G,)), ISBLANK(INDEX($C:$C,))), \"\", 'PWS Records (System Entry)'!$D$4)","v":"LA1079001"},{"$f":"IF(AND(ISBLANK(INDEX($G:$G,)), ISBLANK(INDEX($C:$C,))), \"\", 'PWS Records (System Entry)'!$D$3)","v":"City of Alexandria Water System"},"2420 LOS ANGELES ST","ALEXANDRIA","LA",71303,10734438,31.287880699999999,-92.435718499999993,null,"Unknown","Not Applicable","Don't Know",null,null,null,"Unknown","Not Applicable",null,null,"Lead Status Unknown"]
[{"$f":"IF(AND(ISBLANK(INDEX($G:$G,)), ISBLANK(INDEX($C:$C,))), \"\", 'PWS Records (System Entry)'!$D$4)","v":"LA1079001"},{"$f":"IF(AND(ISBLANK(INDEX($G:$G,)), ISBLANK(INDEX($C:$C,))), \"\", 'PWS Records (System Entry)'!$D$3)","v":"City of Alexandria Water System"},"6324 ARDEN OAKS DR","ALEXANDRIA","LA",71301,10734470,31.2550493,-92.494116700000006,null,"Unknown","Not Applicable","Don't Know",null,null,null,"Unknown","Not Applicable",null,null,"Lead Status Unknown"]
[{"$f":"IF(AND(ISBLANK(INDEX($G:$G,)), ISBLANK(INDEX($C:$C,))), \"\", 'PWS Records (System Entry)'!$D$4)","v":"LA1079001"},{"$f":"IF(AND(ISBLANK(INDEX($G:$G,)), ISBLANK(INDEX($C:$C,))), \"\", 'PWS Records (System Entry)'!$D$3)","v":"City of Alexandria Water System"},"3517 KEES AVE","ALEXANDRIA","LA",71302,10734489,31.2705275,-92.447011000000003,null,"Unknown","Not Applicable","Don't Know",null,null,null,"Unknown","Not Applicable",null,null,"Lead Status Unknown"]
[{"$f":"IF(AND(ISBLANK(INDEX($G:$G,)), ISBLANK(INDEX($C:$C,))), \"\", 'PWS Records (System Entry)'!$D$4)","v":"LA1079001"},{"$f":"IF(AND(ISBLANK(INDEX($G:$G,)), ISBLANK(INDEX($C:$C,))), \"\", 'PWS Records (System Entry)'!$D$3)","v":"City of Alexandria Water System"},"709 TOULOUSE ST","ALEXANDRIA","LA",71302,10734512,31.273274300000001,-92.487200099999995,null,"Non-Lead - Other","Installation Record (for example, tap card)","Don't Know",null,null,null,"Non-Lead - Other","Installation Record (for example, tap card)",null,null,"Non-Lead"]
[{"$f":"IF(AND(ISBLANK(INDEX($G:$G,)), ISBLANK(INDEX($C:$C,))), \"\", 'PWS Records (System Entry)'!$D$4)","v":"LA1079001"},{"$f":"IF(AND(ISBLANK(INDEX($G:$G,)), ISBLANK(INDEX($C:$C,))), \"\", 'PWS Records (System Entry)'!$D$3)","v":"City of Alexandria Water System"},"5725 GOODLAND TRCE","ALEXANDRIA","LA",71303,10734524,31.262326000000002,-92.466025999999999,null,"Non-Lead - Other","Installation Record (for example, tap card)","Don't Know",null,null,null,"Non-Lead - Other","Installation Record (for example, tap card)",null,null,"Non-Lead"]
[{"$f":"IF(AND(ISBLANK(INDEX($G:$G,)), ISBLANK(INDEX($C:$C,))), \"\", 'PWS Records (System Entry)'!$D$4)","v":"LA1079001"},{"$f":"IF(AND(ISBLANK(INDEX($G:$G,)), ISBLANK(INDEX($C:$C,))), \"\", 'PWS Records (System Entry)'!$D$3)","v":"City of Alexandria Water System"},"709 W WAY DR","ALEXANDRIA","LA",71303,10734545,31.265380700000001,-92.497600899999995,null,"Non-Lead - Other","Installation Record (for example, tap card)","Don't Know",null,null,null,"Non-Lead - Other","Installation Record (for example, tap card)",null,null,"Non-Lead"]
[{"$f":"IF(AND(ISBLANK(INDEX($G:$G,)), ISBLANK(INDEX($C:$C,))), \"\", 'PWS Records (System Entry)'!$D$4)","v":"LA1079001"},{"$f":"IF(AND(ISBLANK(INDEX($G:$G,)), ISBLANK(INDEX($C:$C,))), \"\", 'PWS Records (System Entry)'!$D$3)","v":"City of Alexandria Water System"},"6325 DEERFIELD DR","ALEXANDRIA","LA",71303,10734579,31.246245099999999,-92.473758500000002,null,"Unknown","Not Applicable","Don't Know",null,null,null,"Unknown","Not Applicable",null,null,"Lead Status Unknown"]
[{"$f":"IF(AND(ISBLANK(INDEX($G:$G,)), ISBLANK(INDEX($C:$C,))), \"\", 'PWS Records (System Entry)'!$D$4)","v":"LA1079001"},{"$f":"IF(AND(ISBLANK(INDEX($G:$G,)), ISBLANK(INDEX($C:$C,))), \"\", 'PWS Records (System Entry)'!$D$3)","v":"City of Alexandria Water System"},"5729 CARL ST","ALEXANDRIA","LA",71303,10734616,31.265004399999999,-92.4846857,null,"Unknown","Not Applicable","Don't Know",null,null,null,"Unknown","Not Applicable",null,null,"Lead Status Unknown"]
[{"$f":"IF(AND(ISBLANK(INDEX($G:$G,)), ISBLANK(INDEX($C:$C,))), \"\", 'PWS Records (System Entry)'!$D$4)","v":"LA1079001"},{"$f":"IF(AND(ISBLANK(INDEX($G:$G,)), ISBLANK(INDEX($C:$C,))), \"\", 'PWS Records (System Entry)'!$D$3)","v":"City of Alexandria Water System"},"4105 WELLINGTON BLVD APT B","ALEXANDRIA","LA",71303,10734615,31.2835131,-92.482876200000007,null,"Unknown","Not Applicable","Don't Know",null,null,null,"Unknown","Not Applicable",null,null,"Lead Status Unknown"]
[{"$f":"IF(AND(ISBLANK(INDEX($G:$G,)), ISBLANK(INDEX($C:$C,))), \"\", 'PWS Records (System Entry)'!$D$4)","v":"LA1079001"},{"$f":"IF(AND(ISBLANK(INDEX($G:$G,)), ISBLANK(INDEX($C:$C,))), \"\", 'PWS Records (System Entry)'!$D$3)","v":"City of Alexandria Water System"},"2423 NORTHVIEW DR","ALEXANDRIA","LA",71303,10734659,31.301535999999999,-92.468896000000001,null,"Unknown","Not Applicable","Don't Know",null,null,null,"Unknown","Not Applicable",null,null,"Lead Status Unknown"]
[{"$f":"IF(AND(ISBLANK(INDEX($G:$G,)), ISBLANK(INDEX($C:$C,))), \"\", 'PWS Records (System Entry)'!$D$4)","v":"LA1079001"},{"$f":"IF(AND(ISBLANK(INDEX($G:$G,)), ISBLANK(INDEX($C:$C,))), \"\", 'PWS Records (System Entry)'!$D$3)","v":"City of Alexandria Water System"},"2424 DOGWOOD LN","ALEXANDRIA","LA",71303,10734678,31.269581800000001,-92.464193199999997,null,"Unknown","Not Applicable","Don't Know",null,null,null,"Unknown","Not Applicable",null,null,"Lead Status Unknown"]
[{"$f":"IF(AND(ISBLANK(INDEX($G:$G,)), ISBLANK(INDEX($C:$C,))), \"\", 'PWS Records (System Entry)'!$D$4)","v":"LA1079001"},{"$f":"IF(AND(ISBLANK(INDEX($G:$G,)), ISBLANK(INDEX($C:$C,))), \"\", 'PWS Records (System Entry)'!$D$3)","v":"City of Alexandria Water System"},"3216 PEACH ST","ALEXANDRIA","LA",71303,10734703,31.303182799999998,-92.477656600000003,null,"Unknown","Not Applicable","Don't Know",null,null,null,"Unknown","Not Applicable",null,null,"Lead Status Unknown"]
[{"$f":"IF(AND(ISBLANK(INDEX($G:$G,)), ISBLANK(INDEX($C:$C,))), \"\", 'PWS Records (System Entry)'!$D$4)","v":"LA1079001"},{"$f":"IF(AND(ISBLANK(INDEX($G:$G,)), ISBLANK(INDEX($C:$C,))), \"\", 'PWS Records (System Entry)'!$D$3)","v":"City of Alexandria Water System"},"3217 INDUSTRIAL ST","ALEXANDRIA","LA",71301,10734713,31.273645900000002,-92.452265600000004,null,"Unknown","Not Applicable","Don't Know",null,null,null,"Unknown","Not Applicable",null,null,"Lead Status Unknown"]
[{"$f":"IF(AND(ISBLANK(INDEX($G:$G,)), ISBLANK(INDEX($C:$C,))), \"\", 'PWS Records (System Entry)'!$D$4)","v":"LA1079001"},{"$f":"IF(AND(ISBLANK(INDEX($G:$G,)), ISBLANK(INDEX($C:$C,))), \"\", 'PWS Records (System Entry)'!$D$3)","v":"City of Alexandria Water System"},"711 KIMBALL AVE","ALEXANDRIA","LA",71303,10734738,31.296754799999999,-92.469244200000006,null,"Unknown","Not Applicable","Don't Know",null,null,null,"Unknown","Not Applicable",null,null,"Lead Status Unknown"]
[{"$f":"IF(AND(ISBLANK(INDEX($G:$G,)), ISBLANK(INDEX($C:$C,))), \"\", 'PWS Records (System Entry)'!$D$4)","v":"LA1079001"},{"$f":"IF(AND(ISBLANK(INDEX($G:$G,)), ISBLANK(INDEX($C:$C,))), \"\", 'PWS Records (System Entry)'!$D$3)","v":"City of Alexandria Water System"},"3219 MARYE ST","ALEXANDRIA","LA",71303,10734770,31.2931621,-92.473634700000005,null,"Unknown","Not Applicable","Don't Know",null,null,null,"Unknown","Not Applicable",null,null,"Lead Status Unknown"]
[{"$f":"IF(AND(ISBLANK(INDEX($G:$G,)), ISBLANK(INDEX($C:$C,))), \"\", 'PWS Records (System Entry)'!$D$4)","v":"LA1079001"},{"$f":"IF(AND(ISBLANK(INDEX($G:$G,)), ISBLANK(INDEX($C:$C,))), \"\", 'PWS Records (System Entry)'!$D$3)","v":"City of Alexandria Water System"},"5737 GOODLAND TRCE","ALEXANDRIA","LA",71301,10734803,31.262816000000001,-92.466316000000006,null,"Non-Lead - Other","Installation Record (for example, tap card)","Don't Know",null,null,null,"Non-Lead - Other","Installation Record (for example, tap card)",null,null,"Non-Lead"]
[{"$f":"IF(AND(ISBLANK(INDEX($G:$G,)), ISBLANK(INDEX($C:$C,))), \"\", 'PWS Records (System Entry)'!$D$4)","v":"LA1079001"},{"$f":"IF(AND(ISBLANK(INDEX($G:$G,)), ISBLANK(INDEX($C:$C,))), \"\", 'PWS Records (System Entry)'!$D$3)","v":"City of Alexandria Water System"},"2426 NORTHVIEW DR","ALEXANDRIA","LA",71303,10734804,31.301791999999999,-92.468973199999994,null,"Unknown","Not Applicable","Don't Know",null,null,null,"Unknown","Not Applicable",null,null,"Lead Status Unknown"]
[{"$f":"IF(AND(ISBLANK(INDEX($G:$G,)), ISBLANK(INDEX($C:$C,))), \"\", 'PWS Records (System Entry)'!$D$4)","v":"LA1079001"},{"$f":"IF(AND(ISBLANK(INDEX($G:$G,)), ISBLANK(INDEX($C:$C,))), \"\", 'PWS Records (System Entry)'!$D$3)","v":"City of Alexandria Water System"},"712 HIGHPOINT CIR","ALEXANDRIA","LA",71303,10734832,31.2770957,-92.489852600000006,null,"Unknown","Not Applicable","Don't Know",null,null,null,"Unknown","Not Applicable",null,null,"Lead Status Unknown"]
[{"$f":"IF(AND(ISBLANK(INDEX($G:$G,)), ISBLANK(INDEX($C:$C,))), \"\", 'PWS Records (System Entry)'!$D$4)","v":"LA1079001"},{"$f":"IF(AND(ISBLANK(INDEX($G:$G,)), ISBLANK(INDEX($C:$C,))), \"\", 'PWS Records (System Entry)'!$D$3)","v":"City of Alexandria Water System"},"2430 ENGLAND DR","ALEXANDRIA","LA",71303,10734869,31.321362499999999,-92.486236099999999,null,"Unknown","Not Applicable","Don't Know",null,null,null,"Unknown","Not Applicable",null,null,"Lead Status Unknown"]
[{"$f":"IF(AND(ISBLANK(INDEX($G:$G,)), ISBLANK(INDEX($C:$C,))), \"\", 'PWS Records (System Entry)'!$D$4)","v":"LA1079001"},{"$f":"IF(AND(ISBLANK(INDEX($G:$G,)), ISBLANK(INDEX($C:$C,))), \"\", 'PWS Records (System Entry)'!$D$3)","v":"City of Alexandria Water System"},"6342 MANOR DR","ALEXANDRIA","LA",71303,10734894,31.248433500000001,-92.457884800000002,null,"Unknown","Not Applicable","Don't Know",null,null,null,"Unknown","Not Applicable",null,null,"Lead Status Unknown"]
[{"$f":"IF(AND(ISBLANK(INDEX($G:$G,)), ISBLANK(INDEX($C:$C,))), \"\", 'PWS Records (System Entry)'!$D$4)","v":"LA1079001"},{"$f":"IF(AND(ISBLANK(INDEX($G:$G,)), ISBLANK(INDEX($C:$C,))), \"\", 'PWS Records (System Entry)'!$D$3)","v":"City of Alexandria Water System"},"6346 MANOR DR","ALEXANDRIA","LA",71302,10734903,31.248206400000001,-92.457970200000005,null,"Non-Lead - Other","Installation Record (for example, tap card)","Don't Know",null,null,null,"Non-Lead - Other","Installation Record (for example, tap card)",null,null,"Non-Lead"]
[{"$f":"IF(AND(ISBLANK(INDEX($G:$G,)), ISBLANK(INDEX($C:$C,))), \"\", 'PWS Records (System Entry)'!$D$4)","v":"LA1079001"},{"$f":"IF(AND(ISBLANK(INDEX($G:$G,)), ISBLANK(INDEX($C:$C,))), \"\", 'PWS Records (System Entry)'!$D$3)","v":"City of Alexandria Water System"},"714 OSIRIS ST","ALEXANDRIA","LA",71303,10734935,31.269310399999998,-92.494579999999999,null,"Unknown","Not Applicable","Don't Know",null,null,null,"Unknown","Not Applicable",null,null,"Lead Status Unknown"]
[{"$f":"IF(AND(ISBLANK(INDEX($G:$G,)), ISBLANK(INDEX($C:$C,))), \"\", 'PWS Records (System Entry)'!$D$4)","v":"LA1079001"},{"$f":"IF(AND(ISBLANK(INDEX($G:$G,)), ISBLANK(INDEX($C:$C,))), \"\", 'PWS Records (System Entry)'!$D$3)","v":"City of Alexandria Water System"},"2437 ELLIOTT ST","ALEXANDRIA","LA",71303,10734960,31.297781799999999,-92.465493800000004,null,"Unknown","Not Applicable","Don't Know",null,null,null,"Unknown","Not Applicable",null,null,"Lead Status Unknown"]
[{"$f":"IF(AND(ISBLANK(INDEX($G:$G,)), ISBLANK(INDEX($C:$C,))), \"\", 'PWS Records (System Entry)'!$D$4)","v":"LA1079001"},{"$f":"IF(AND(ISBLANK(INDEX($G:$G,)), ISBLANK(INDEX($C:$C,))), \"\", 'PWS Records (System Entry)'!$D$3)","v":"City of Alexandria Water System"},"715 SLOCUM DR","ALEXANDRIA","LA",71303,10734994,31.285198399999999,-92.416894299999996,null,"Unknown","Not Applicable","Don't Know",null,null,null,"Unknown","Not Applicable",null,null,"Lead Status Unknown"]
[{"$f":"IF(AND(ISBLANK(INDEX($G:$G,)), ISBLANK(INDEX($C:$C,))), \"\", 'PWS Records (System Entry)'!$D$4)","v":"LA1079001"},{"$f":"IF(AND(ISBLANK(INDEX($G:$G,)), ISBLANK(INDEX($C:$C,))), \"\", 'PWS Records (System Entry)'!$D$3)","v":"City of Alexandria Water System"},"2442 MIDWAY ST","ALEXANDRIA","LA",71303,10734993,31.3007709,-92.469340799999998,null,"Unknown","Not Applicable","Don't Know",null,null,null,"Unknown","Not Applicable",null,null,"Lead Status Unknown"]
[{"$f":"IF(AND(ISBLANK(INDEX($G:$G,)), ISBLANK(INDEX($C:$C,))), \"\", 'PWS Records (System Entry)'!$D$4)","v":"LA1079001"},{"$f":"IF(AND(ISBLANK(INDEX($G:$G,)), ISBLANK(INDEX($C:$C,))), \"\", 'PWS Records (System Entry)'!$D$3)","v":"City of Alexandria Water System"},"6401 W MORGAN DR","ALEXANDRIA","LA",71303,10735027,31.260534400000001,-92.504824900000003,null,"Non-Lead - Other","Installation Record (for example, tap card)","Don't Know",null,null,null,"Non-Lead - Other","Installation Record (for example, tap card)",null,null,"Non-Lead"]
[{"$f":"IF(AND(ISBLANK(INDEX($G:$G,)), ISBLANK(INDEX($C:$C,))), \"\", 'PWS Records (System Entry)'!$D$4)","v":"LA1079001"},{"$f":"IF(AND(ISBLANK(INDEX($G:$G,)), ISBLANK(INDEX($C:$C,))), \"\", 'PWS Records (System Entry)'!$D$3)","v":"City of Alexandria Water System"},"717 GABRIEL LN","ALEXANDRIA","LA",71303,10735058,31.286002700000001,-92.417350900000002,null,"Unknown","Not Applicable","Don't Know",null,null,null,"Unknown","Not Applicable",null,null,"Lead Status Unknown"]
[{"$f":"IF(AND(ISBLANK(INDEX($G:$G,)), ISBLANK(INDEX($C:$C,))), \"\", 'PWS Records (System Entry)'!$D$4)","v":"LA1079001"},{"$f":"IF(AND(ISBLANK(INDEX($G:$G,)), ISBLANK(INDEX($C:$C,))), \"\", 'PWS Records (System Entry)'!$D$3)","v":"City of Alexandria Water System"},"248 BELLEAU WOOD BLVD","ALEXANDRIA","LA",71303,10735084,31.273687299999999,-92.498089500000006,null,"Non-Lead - Other","Installation Record (for example, tap card)","Don't Know",null,null,null,"Non-Lead - Other","Installation Record (for example, tap card)",null,null,"Non-Lead"]
[{"$f":"IF(AND(ISBLANK(INDEX($G:$G,)), ISBLANK(INDEX($C:$C,))), \"\", 'PWS Records (System Entry)'!$D$4)","v":"LA1079001"},{"$f":"IF(AND(ISBLANK(INDEX($G:$G,)), ISBLANK(INDEX($C:$C,))), \"\", 'PWS Records (System Entry)'!$D$3)","v":"City of Alexandria Water System"},"718 OSIRIS ST","ALEXANDRIA","LA",71303,10735091,31.2692686,-92.494339600000004,null,"Unknown","Not Applicable","Don't Know",null,null,null,"Unknown","Not Applicable",null,null,"Lead Status Unknown"]
[{"$f":"IF(AND(ISBLANK(INDEX($G:$G,)), ISBLANK(INDEX($C:$C,))), \"\", 'PWS Records (System Entry)'!$D$4)","v":"LA1079001"},{"$f":"IF(AND(ISBLANK(INDEX($G:$G,)), ISBLANK(INDEX($C:$C,))), \"\", 'PWS Records (System Entry)'!$D$3)","v":"City of Alexandria Water System"},"719 TOULOUSE ST","ALEXANDRIA","LA",71301,10735119,31.2731371,-92.486971699999998,null,"Non-Lead - Other","Installation Record (for example, tap card)","Don't Know",null,null,null,"Non-Lead - Other","Installation Record (for example, tap card)",null,null,"Non-Lead"]
[{"$f":"IF(AND(ISBLANK(INDEX($G:$G,)), ISBLANK(INDEX($C:$C,))), \"\", 'PWS Records (System Entry)'!$D$4)","v":"LA1079001"},{"$f":"IF(AND(ISBLANK(INDEX($G:$G,)), ISBLANK(INDEX($C:$C,))), \"\", 'PWS Records (System Entry)'!$D$3)","v":"City of Alexandria Water System"},"720 MEADOW LN","ALEXANDRIA","LA",71303,10735149,31.323481099999999,-92.457237399999997,null,"Unknown","Not Applicable","Don't Know",null,null,null,"Unknown","Not Applicable",null,null,"Lead Status Unknown"]
[{"$f":"IF(AND(ISBLANK(INDEX($G:$G,)), ISBLANK(INDEX($C:$C,))), \"\", 'PWS Records (System Entry)'!$D$4)","v":"LA1079001"},{"$f":"IF(AND(ISBLANK(INDEX($G:$G,)), ISBLANK(INDEX($C:$C,))), \"\", 'PWS Records (System Entry)'!$D$3)","v":"City of Alexandria Water System"},"721 HIGHPOINT CIR","ALEXANDRIA","LA",71303,10735183,31.277771000000001,-92.489684999999994,null,"Unknown","Not Applicable","Don't Know",null,null,null,"Unknown","Not Applicable",null,null,"Lead Status Unknown"]
[{"$f":"IF(AND(ISBLANK(INDEX($G:$G,)), ISBLANK(INDEX($C:$C,))), \"\", 'PWS Records (System Entry)'!$D$4)","v":"LA1079001"},{"$f":"IF(AND(ISBLANK(INDEX($G:$G,)), ISBLANK(INDEX($C:$C,))), \"\", 'PWS Records (System Entry)'!$D$3)","v":"City of Alexandria Water System"},"6409 AUDUBON OAKS ST","ALEXANDRIA","LA",71303,10735184,31.254787,-92.492469,null,"Non-Lead - Other","Installation Record (for example, tap card)","Don't Know",null,null,null,"Non-Lead - Other","Installation Record (for example, tap card)",null,null,"Non-Lead"]
[{"$f":"IF(AND(ISBLANK(INDEX($G:$G,)), ISBLANK(INDEX($C:$C,))), \"\", 'PWS Records (System Entry)'!$D$4)","v":"LA1079001"},{"$f":"IF(AND(ISBLANK(INDEX($G:$G,)), ISBLANK(INDEX($C:$C,))), \"\", 'PWS Records (System Entry)'!$D$3)","v":"City of Alexandria Water System"},"6410 W MORGAN DR","ALEXANDRIA","LA",71303,10735221,31.260085400000001,-92.505182300000001,null,"Non-Lead - Other","Installation Record (for example, tap card)","Don't Know",null,null,null,"Non-Lead - Other","Installation Record (for example, tap card)",null,null,"Non-Lead"]
[{"$f":"IF(AND(ISBLANK(INDEX($G:$G,)), ISBLANK(INDEX($C:$C,))), \"\", 'PWS Records (System Entry)'!$D$4)","v":"LA1079001"},{"$f":"IF(AND(ISBLANK(INDEX($G:$G,)), ISBLANK(INDEX($C:$C,))), \"\", 'PWS Records (System Entry)'!$D$3)","v":"City of Alexandria Water System"},"2504 LEVIN ST UNIT 1/2","ALEXANDRIA","LA",71303,10735249,31.304549600000001,-92.470442000000006,null,"Unknown","Not Applicable","Don't Know",null,null,null,"Unknown","Not Applicable",null,null,"Lead Status Unknown"]
[{"$f":"IF(AND(ISBLANK(INDEX($G:$G,)), ISBLANK(INDEX($C:$C,))), \"\", 'PWS Records (System Entry)'!$D$4)","v":"LA1079001"},{"$f":"IF(AND(ISBLANK(INDEX($G:$G,)), ISBLANK(INDEX($C:$C,))), \"\", 'PWS Records (System Entry)'!$D$3)","v":"City of Alexandria Water System"},"2505 8TH ST","ALEXANDRIA","LA",71303,10735275,31.2993922,-92.436627299999998,null,"Unknown","Not Applicable","Don't Know",null,null,null,"Unknown","Not Applicable",null,null,"Lead Status Unknown"]
[{"$f":"IF(AND(ISBLANK(INDEX($G:$G,)), ISBLANK(INDEX($C:$C,))), \"\", 'PWS Records (System Entry)'!$D$4)","v":"LA1079001"},{"$f":"IF(AND(ISBLANK(INDEX($G:$G,)), ISBLANK(INDEX($C:$C,))), \"\", 'PWS Records (System Entry)'!$D$3)","v":"City of Alexandria Water System"},"2505 ENGLAND DR","ALEXANDRIA","LA",71303,10735283,31.321917599999999,-92.486722200000003,null,"Unknown","Not Applicable","Don't Know",null,null,null,"Unknown","Not Applicable",null,null,"Lead Status Unknown"]
[{"$f":"IF(AND(ISBLANK(INDEX($G:$G,)), ISBLANK(INDEX($C:$C,))), \"\", 'PWS Records (System Entry)'!$D$4)","v":"LA1079001"},{"$f":"IF(AND(ISBLANK(INDEX($G:$G,)), ISBLANK(INDEX($C:$C,))), \"\", 'PWS Records (System Entry)'!$D$3)","v":"City of Alexandria Water System"},"728 TOULOUSE ST","ALEXANDRIA","LA",71303,10735313,31.273283200000002,-92.487605099999996,null,"Unknown","Not Applicable","Don't Know",null,null,null,"Unknown","Not Applicable",null,null,"Lead Status Unknown"]
[{"$f":"IF(AND(ISBLANK(INDEX($G:$G,)), ISBLANK(INDEX($C:$C,))), \"\", 'PWS Records (System Entry)'!$D$4)","v":"LA1079001"},{"$f":"IF(AND(ISBLANK(INDEX($G:$G,)), ISBLANK(INDEX($C:$C,))), \"\", 'PWS Records (System Entry)'!$D$3)","v":"City of Alexandria Water System"},"6416 AUDUBON OAKS ST","ALEXANDRIA","LA",71303,10735340,31.253405000000001,-92.493899999999996,null,"Non-Lead - Other","Installation Record (for example, tap card)","Don't Know",null,null,null,"Non-Lead - Other","Installation Record (for example, tap card)",null,null,"Non-Lead"]
[{"$f":"IF(AND(ISBLANK(INDEX($G:$G,)), ISBLANK(INDEX($C:$C,))), \"\", 'PWS Records (System Entry)'!$D$4)","v":"LA1079001"},{"$f":"IF(AND(ISBLANK(INDEX($G:$G,)), ISBLANK(INDEX($C:$C,))), \"\", 'PWS Records (System Entry)'!$D$3)","v":"City of Alexandria Water System"},"2509 8TH ST","ALEXANDRIA","LA",71303,10735373,31.299271699999998,-92.436464900000004,null,"Unknown","Not Applicable","Don't Know",null,null,null,"Unknown","Not Applicable",null,null,"Lead Status Unknown"]
[{"$f":"IF(AND(ISBLANK(INDEX($G:$G,)), ISBLANK(INDEX($C:$C,))), \"\", 'PWS Records (System Entry)'!$D$4)","v":"LA1079001"},{"$f":"IF(AND(ISBLANK(INDEX($G:$G,)), ISBLANK(INDEX($C:$C,))), \"\", 'PWS Records (System Entry)'!$D$3)","v":"City of Alexandria Water System"},"6417 GENEVIEVE DR","ALEXANDRIA","LA",71303,10735374,31.255610300000001,-92.490845800000002,null,"Non-Lead - Other","Installation Record (for example, tap card)","Don't Know",null,null,null,"Non-Lead - Other","Installation Record (for example, tap card)",null,null,"Non-Lead"]
[{"$f":"IF(AND(ISBLANK(INDEX($G:$G,)), ISBLANK(INDEX($C:$C,))), \"\", 'PWS Records (System Entry)'!$D$4)","v":"LA1079001"},{"$f":"IF(AND(ISBLANK(INDEX($G:$G,)), ISBLANK(INDEX($C:$C,))), \"\", 'PWS Records (System Entry)'!$D$3)","v":"City of Alexandria Water System"},"2510 RIVERWYND DR","ALEXANDRIA","LA",71301,10735416,31.263775800000001,-92.465793500000004,null,"Unknown","Not Applicable","Don't Know",null,null,null,"Unknown","Not Applicable",null,null,"Lead Status Unknown"]
[{"$f":"IF(AND(ISBLANK(INDEX($G:$G,)), ISBLANK(INDEX($C:$C,))), \"\", 'PWS Records (System Entry)'!$D$4)","v":"LA1079001"},{"$f":"IF(AND(ISBLANK(INDEX($G:$G,)), ISBLANK(INDEX($C:$C,))), \"\", 'PWS Records (System Entry)'!$D$3)","v":"City of Alexandria Water System"},"2511 AVE C","ALEXANDRIA","LA",71303,10735430,31.299068999999999,-92.467214999999996,null,"Unknown","Not Applicable","Don't Know",null,null,null,"Unknown","Not Applicable",null,null,"Lead Status Unknown"]
[{"$f":"IF(AND(ISBLANK(INDEX($G:$G,)), ISBLANK(INDEX($C:$C,))), \"\", 'PWS Records (System Entry)'!$D$4)","v":"LA1079001"},{"$f":"IF(AND(ISBLANK(INDEX($G:$G,)), ISBLANK(INDEX($C:$C,))), \"\", 'PWS Records (System Entry)'!$D$3)","v":"City of Alexandria Water System"},"2512 AIRBASE RD","ALEXANDRIA","LA",71303,10735463,31.328935300000001,-92.523525100000001,null,"Unknown","Not Applicable","Don't Know",null,null,null,"Unknown","Not Applicable",null,null,"Lead Status Unknown"]
[{"$f":"IF(AND(ISBLANK(INDEX($G:$G,)), ISBLANK(INDEX($C:$C,))), \"\", 'PWS Records (System Entry)'!$D$4)","v":"LA1079001"},{"$f":"IF(AND(ISBLANK(INDEX($G:$G,)), ISBLANK(INDEX($C:$C,))), \"\", 'PWS Records (System Entry)'!$D$3)","v":"City of Alexandria Water System"},"2512 HOUSTON ST","ALEXANDRIA","LA",71303,10735473,31.290696000000001,-92.446621899999997,null,"Unknown","Not Applicable","Don't Know",null,null,null,"Unknown","Not Applicable",null,null,"Lead Status Unknown"]
[{"$f":"IF(AND(ISBLANK(INDEX($G:$G,)), ISBLANK(INDEX($C:$C,))), \"\", 'PWS Records (System Entry)'!$D$4)","v":"LA1079001"},{"$f":"IF(AND(ISBLANK(INDEX($G:$G,)), ISBLANK(INDEX($C:$C,))), \"\", 'PWS Records (System Entry)'!$D$3)","v":"City of Alexandria Water System"},"742 MACARTHUR DR","ALEXANDRIA","LA",71303,10735508,31.294274699999999,-92.478463000000005,null,"Unknown","Not Applicable","Don't Know",null,null,null,"Unknown","Not Applicable",null,null,"Lead Status Unknown"]
[{"$f":"IF(AND(ISBLANK(INDEX($G:$G,)), ISBLANK(INDEX($C:$C,))), \"\", 'PWS Records (System Entry)'!$D$4)","v":"LA1079001"},{"$f":"IF(AND(ISBLANK(INDEX($G:$G,)), ISBLANK(INDEX($C:$C,))), \"\", 'PWS Records (System Entry)'!$D$3)","v":"City of Alexandria Water System"},"6424 MOODY OAKS LN","ALEXANDRIA","LA",71303,10735530,31.253066,-92.490136000000007,null,"Non-Lead - Other","Installation Record (for example, tap card)","Don't Know",null,null,null,"Non-Lead - Other","Installation Record (for example, tap card)",null,null,"Non-Lead"]
[{"$f":"IF(AND(ISBLANK(INDEX($G:$G,)), ISBLANK(INDEX($C:$C,))), \"\", 'PWS Records (System Entry)'!$D$4)","v":"LA1079001"},{"$f":"IF(AND(ISBLANK(INDEX($G:$G,)), ISBLANK(INDEX($C:$C,))), \"\", 'PWS Records (System Entry)'!$D$3)","v":"City of Alexandria Water System"},"75 TERRA AVE","ALEXANDRIA","LA",71303,10735563,31.273650499999999,-92.501882100000003,null,"Unknown","Not Applicable","Don't Know",null,null,null,"Unknown","Not Applicable",null,null,"Lead Status Unknown"]
[{"$f":"IF(AND(ISBLANK(INDEX($G:$G,)), ISBLANK(INDEX($C:$C,))), \"\", 'PWS Records (System Entry)'!$D$4)","v":"LA1079001"},{"$f":"IF(AND(ISBLANK(INDEX($G:$G,)), ISBLANK(INDEX($C:$C,))), \"\", 'PWS Records (System Entry)'!$D$3)","v":"City of Alexandria Water System"},"2517 ELLIOTT ST","ALEXANDRIA","LA",71303,10735565,31.297133200000001,-92.466202600000003,null,"Unknown","Not Applicable","Don't Know",null,null,null,"Unknown","Not Applicable",null,null,"Lead Status Unknown"]
[{"$f":"IF(AND(ISBLANK(INDEX($G:$G,)), ISBLANK(INDEX($C:$C,))), \"\", 'PWS Records (System Entry)'!$D$4)","v":"LA1079001"},{"$f":"IF(AND(ISBLANK(INDEX($G:$G,)), ISBLANK(INDEX($C:$C,))), \"\", 'PWS Records (System Entry)'!$D$3)","v":"City of Alexandria Water System"},"2518 CULPEPPER RD UNIT A","ALEXANDRIA","LA",71303,10735589,31.264452800000001,-92.465324699999996,null,"Unknown","Not Applicable","Don't Know",null,null,null,"Unknown","Not Applicable",null,null,"Lead Status Unknown"]
[{"$f":"IF(AND(ISBLANK(INDEX($G:$G,)), ISBLANK(INDEX($C:$C,))), \"\", 'PWS Records (System Entry)'!$D$4)","v":"LA1079001"},{"$f":"IF(AND(ISBLANK(INDEX($G:$G,)), ISBLANK(INDEX($C:$C,))), \"\", 'PWS Records (System Entry)'!$D$3)","v":"City of Alexandria Water System"},"6428 LANDMARK DR","ALEXANDRIA","LA",71301,10735621,31.254170800000001,-92.484411100000003,null,"Non-Lead - Other","Installation Record (for example, tap card)","Don't Know",null,null,null,"Non-Lead - Other","Installation Record (for example, tap card)",null,null,"Non-Lead"]
[{"$f":"IF(AND(ISBLANK(INDEX($G:$G,)), ISBLANK(INDEX($C:$C,))), \"\", 'PWS Records (System Entry)'!$D$4)","v":"LA1079001"},{"$f":"IF(AND(ISBLANK(INDEX($G:$G,)), ISBLANK(INDEX($C:$C,))), \"\", 'PWS Records (System Entry)'!$D$3)","v":"City of Alexandria Water System"},"2520 CULPEPPER RD UNIT B","ALEXANDRIA","LA",71303,10735654,31.264434300000001,-92.465138999999994,null,"Unknown","Not Applicable","Don't Know",null,null,null,"Unknown","Not Applicable",null,null,"Lead Status Unknown"]
[{"$f":"IF(AND(ISBLANK(INDEX($G:$G,)), ISBLANK(INDEX($C:$C,))), \"\", 'PWS Records (System Entry)'!$D$4)","v":"LA1079001"},{"$f":"IF(AND(ISBLANK(INDEX($G:$G,)), ISBLANK(INDEX($C:$C,))), \"\", 'PWS Records (System Entry)'!$D$3)","v":"City of Alexandria Water System"},"7571 HWY 1","ALEXANDRIA","LA",71302,10735662,31.269192,-92.395728000000005,null,"Non-Lead - Other","Installation Record (for example, tap card)","Don't Know",null,null,null,"Non-Lead - Other","Installation Record (for example, tap card)",null,null,"Non-Lead"]
[{"$f":"IF(AND(ISBLANK(INDEX($G:$G,)), ISBLANK(INDEX($C:$C,))), \"\", 'PWS Records (System Entry)'!$D$4)","v":"LA1079001"},{"$f":"IF(AND(ISBLANK(INDEX($G:$G,)), ISBLANK(INDEX($C:$C,))), \"\", 'PWS Records (System Entry)'!$D$3)","v":"City of Alexandria Water System"},"77 EASTWOOD BLVD","ALEXANDRIA","LA",71303,10735704,31.304321000000002,-92.471891999999997,null,"Unknown","Not Applicable","Don't Know",null,null,null,"Unknown","Not Applicable",null,null,"Lead Status Unknown"]
[{"$f":"IF(AND(ISBLANK(INDEX($G:$G,)), ISBLANK(INDEX($C:$C,))), \"\", 'PWS Records (System Entry)'!$D$4)","v":"LA1079001"},{"$f":"IF(AND(ISBLANK(INDEX($G:$G,)), ISBLANK(INDEX($C:$C,))), \"\", 'PWS Records (System Entry)'!$D$3)","v":"City of Alexandria Water System"},"2522 MARYE ST","ALEXANDRIA","LA",71303,10735720,31.296476699999999,-92.465298099999998,null,"Unknown","Not Applicable","Don't Know",null,null,null,"Unknown","Not Applicable",null,null,"Lead Status Unknown"]
[{"$f":"IF(AND(ISBLANK(INDEX($G:$G,)), ISBLANK(INDEX($C:$C,))), \"\", 'PWS Records (System Entry)'!$D$4)","v":"LA1079001"},{"$f":"IF(AND(ISBLANK(INDEX($G:$G,)), ISBLANK(INDEX($C:$C,))), \"\", 'PWS Records (System Entry)'!$D$3)","v":"City of Alexandria Water System"},"6442 MIL MAR BLVD","ALEXANDRIA","LA",71303,10735753,31.247018600000001,-92.457420999999997,null,"Unknown","Not Applicable","Don't Know",null,null,null,"Unknown","Not Applicable",null,null,"Lead Status Unknown"]
[{"$f":"IF(AND(ISBLANK(INDEX($G:$G,)), ISBLANK(INDEX($C:$C,))), \"\", 'PWS Records (System Entry)'!$D$4)","v":"LA1079001"},{"$f":"IF(AND(ISBLANK(INDEX($G:$G,)), ISBLANK(INDEX($C:$C,))), \"\", 'PWS Records (System Entry)'!$D$3)","v":"City of Alexandria Water System"},"2524 9TH ST","ALEXANDRIA","LA",71303,10735754,31.298301200000001,-92.436977400000004,null,"Unknown","Not Applicable","Don't Know",null,null,null,"Unknown","Not Applicable",null,null,"Lead Status Unknown"]
[{"$f":"IF(AND(ISBLANK(INDEX($G:$G,)), ISBLANK(INDEX($C:$C,))), \"\", 'PWS Records (System Entry)'!$D$4)","v":"LA1079001"},{"$f":"IF(AND(ISBLANK(INDEX($G:$G,)), ISBLANK(INDEX($C:$C,))), \"\", 'PWS Records (System Entry)'!$D$3)","v":"City of Alexandria Water System"},"6473 BOUEF TRACE TRCE","ALEXANDRIA","LA",71303,10735783,31.250232,-92.484579999999994,null,"Unknown","Not Applicable","Don't Know",null,null,null,"Unknown","Not Applicable",null,null,"Lead Status Unknown"]
[{"$f":"IF(AND(ISBLANK(INDEX($G:$G,)), ISBLANK(INDEX($C:$C,))), \"\", 'PWS Records (System Entry)'!$D$4)","v":"LA1079001"},{"$f":"IF(AND(ISBLANK(INDEX($G:$G,)), ISBLANK(INDEX($C:$C,))), \"\", 'PWS Records (System Entry)'!$D$3)","v":"City of Alexandria Water System"},"2526 AVE B","ALEXANDRIA","LA",71303,10735812,31.298680000000001,-92.467707000000004,null,"Unknown","Not Applicable","Don't Know",null,null,null,"Unknown","Not Applicable",null,null,"Lead Status Unknown"]
[{"$f":"IF(AND(ISBLANK(INDEX($G:$G,)), ISBLANK(INDEX($C:$C,))), \"\", 'PWS Records (System Entry)'!$D$4)","v":"LA1079001"},{"$f":"IF(AND(ISBLANK(INDEX($G:$G,)), ISBLANK(INDEX($C:$C,))), \"\", 'PWS Records (System Entry)'!$D$3)","v":"City of Alexandria Water System"},"6501 ARDEN OAKS DR","ALEXANDRIA","LA",71301,10735846,31.257575599999999,-92.492531400000004,null,"Non-Lead - Other","Installation Record (for example, tap card)","Don't Know",null,null,null,"Non-Lead - Other","Installation Record (for example, tap card)",null,null,"Non-Lead"]
[{"$f":"IF(AND(ISBLANK(INDEX($G:$G,)), ISBLANK(INDEX($C:$C,))), \"\", 'PWS Records (System Entry)'!$D$4)","v":"LA1079001"},{"$f":"IF(AND(ISBLANK(INDEX($G:$G,)), ISBLANK(INDEX($C:$C,))), \"\", 'PWS Records (System Entry)'!$D$3)","v":"City of Alexandria Water System"},"6501 COLISEUM BLVD","ALEXANDRIA","LA",71303,10735854,31.293334000000002,-92.515699999999995,null,"Unknown","Not Applicable","Don't Know",null,null,null,"Unknown","Not Applicable",null,null,"Lead Status Unknown"]
[{"$f":"IF(AND(ISBLANK(INDEX($G:$G,)), ISBLANK(INDEX($C:$C,))), \"\", 'PWS Records (System Entry)'!$D$4)","v":"LA1079001"},{"$f":"IF(AND(ISBLANK(INDEX($G:$G,)), ISBLANK(INDEX($C:$C,))), \"\", 'PWS Records (System Entry)'!$D$3)","v":"City of Alexandria Water System"},"6501 WINDY OAKS","ALEXANDRIA","LA",71303,10735875,31.251913200000001,-92.490414400000006,null,"Non-Lead - Other","Installation Record (for example, tap card)","Don't Know",null,null,null,"Non-Lead - Other","Installation Record (for example, tap card)",null,null,"Non-Lead"]
[{"$f":"IF(AND(ISBLANK(INDEX($G:$G,)), ISBLANK(INDEX($C:$C,))), \"\", 'PWS Records (System Entry)'!$D$4)","v":"LA1079001"},{"$f":"IF(AND(ISBLANK(INDEX($G:$G,)), ISBLANK(INDEX($C:$C,))), \"\", 'PWS Records (System Entry)'!$D$3)","v":"City of Alexandria Water System"},"801 LAFITTE DR","ALEXANDRIA","LA",71303,10735909,31.281000599999999,-92.415017599999999,null,"Unknown","Not Applicable","Don't Know",null,null,null,"Unknown","Not Applicable",null,null,"Lead Status Unknown"]
[{"$f":"IF(AND(ISBLANK(INDEX($G:$G,)), ISBLANK(INDEX($C:$C,))), \"\", 'PWS Records (System Entry)'!$D$4)","v":"LA1079001"},{"$f":"IF(AND(ISBLANK(INDEX($G:$G,)), ISBLANK(INDEX($C:$C,))), \"\", 'PWS Records (System Entry)'!$D$3)","v":"City of Alexandria Water System"},"2530 HIGHLAND MDWS","ALEXANDRIA","LA",71303,10735934,31.259334899999999,-92.468997599999994,null,"Unknown","Not Applicable","Don't Know",null,null,null,"Unknown","Not Applicable",null,null,"Lead Status Unknown"]
[{"$f":"IF(AND(ISBLANK(INDEX($G:$G,)), ISBLANK(INDEX($C:$C,))), \"\", 'PWS Records (System Entry)'!$D$4)","v":"LA1079001"},{"$f":"IF(AND(ISBLANK(INDEX($G:$G,)), ISBLANK(INDEX($C:$C,))), \"\", 'PWS Records (System Entry)'!$D$3)","v":"City of Alexandria Water System"},"802 LAFITTE DR","ALEXANDRIA","LA",71303,10735944,31.2810974,-92.414931300000006,null,"Unknown","Not Applicable","Don't Know",null,null,null,"Unknown","Not Applicable",null,null,"Lead Status Unknown"]
[{"$f":"IF(AND(ISBLANK(INDEX($G:$G,)), ISBLANK(INDEX($C:$C,))), \"\", 'PWS Records (System Entry)'!$D$4)","v":"LA1079001"},{"$f":"IF(AND(ISBLANK(INDEX($G:$G,)), ISBLANK(INDEX($C:$C,))), \"\", 'PWS Records (System Entry)'!$D$3)","v":"City of Alexandria Water System"},"803 PALMER ST","ALEXANDRIA","LA",71302,10735979,31.300576,-92.438776000000004,null,"Unknown","Not Applicable","Don't Know",null,null,null,"Unknown","Not Applicable",null,null,"Lead Status Unknown"]
[{"$f":"IF(AND(ISBLANK(INDEX($G:$G,)), ISBLANK(INDEX($C:$C,))), \"\", 'PWS Records (System Entry)'!$D$4)","v":"LA1079001"},{"$f":"IF(AND(ISBLANK(INDEX($G:$G,)), ISBLANK(INDEX($C:$C,))), \"\", 'PWS Records (System Entry)'!$D$3)","v":"City of Alexandria Water System"},"804 LAFITTE DR","ALEXANDRIA","LA",71303,10736001,31.281054300000001,-92.415031299999995,null,"Unknown","Not Applicable","Don't Know",null,null,null,"Unknown","Not Applicable",null,null,"Lead Status Unknown"]
[{"$f":"IF(AND(ISBLANK(INDEX($G:$G,)), ISBLANK(INDEX($C:$C,))), \"\", 'PWS Records (System Entry)'!$D$4)","v":"LA1079001"},{"$f":"IF(AND(ISBLANK(INDEX($G:$G,)), ISBLANK(INDEX($C:$C,))), \"\", 'PWS Records (System Entry)'!$D$3)","v":"City of Alexandria Water System"},"256 BELLEAU WOOD BLVD","ALEXANDRIA","LA",71303,10736034,31.273573500000001,-92.497610100000003,null,"Non-Lead - Other","Installation Record (for example, tap card)","Don't Know",null,null,null,"Non-Lead - Other","Installation Record (for example, tap card)",null,null,{"$f":"IF(AND(INDEX($K:$K,)=\"\", INDEX($L:$L,)=\"\", INDEX($M:$M,)=\"\", INDEX($Q:$Q,)=\"\", INDEX($R:$R,)=\"\"), \"\", IF(OR(INDEX($K:$K,)=\"Lead\",INDEX($Q:$Q,)=\"Lead\"),\"Lead\",IF(OR(AND(OR(INDEX($M:$M,)=\"Yes\", INDEX($M:$M,)=\"Don't Know\", INDEX($M:$M,)=\"\"), INDEX($Q:$Q,)=\"Galvanized Iron/Steel\"), AND(INDEX($K:$K,)=\"Unknown\", INDEX($M:$M,)=\"No\", INDEX($Q:$Q,)=\"Galvanized Iron/Steel\")), \"Galvanized Requiring Replacement\", IF(OR(AND(OR(INDEX($K:$K,)=\"Galvanized Iron/Steel\", INDEX($K:$K,)=\"Non-Lead - Copper\", INDEX($K:$K,)=\"Non-Lead - Plastic\", INDEX($K:$K,)=\"Non-Lead - Other\", INDEX($K:$K,)=\"Non-Lead - Material Unknown\", INDEX($K:$K,)=\"No System Owned Portion\"), OR(INDEX($Q:$Q,)=\"Galvanized Iron/Steel\", INDEX($Q:$Q,)=\"Non-Lead - Copper\", INDEX($Q:$Q,)=\"Non-Lead - Plastic\", INDEX($Q:$Q,)=\"Non-Lead - Other\", INDEX($Q:$Q,)=\"Non-Lead - Predictive Model\", INDEX($Q:$Q,)=\"No Customer Owned Portion\")), AND(OR( INDEX($K:$K,)=\"Galvanized Iron/Steel\", INDEX($K:$K,)=\"Non-Lead - Copper\", INDEX($K:$K,)=\"Non-Lead - Plastic\", INDEX($K:$K,)=\"Non-Lead - Other\", INDEX($K:$K,)=\"Non-Lead - Material Unknown\", INDEX($K:$K,)=\"No System Owned Portion\"), INDEX($M:$M,)=\"No\", INDEX($Q:$Q,)=\"Non-Lead - Material Unknown\")), \"Non-Lead\", \"Lead Status Unknown\"))))","v":"Non-Lead"}]
[{"$f":"IF(AND(ISBLANK(INDEX($G:$G,)), ISBLANK(INDEX($C:$C,))), \"\", 'PWS Records (System Entry)'!$D$4)","v":""},{"$f":"IF(AND(ISBLANK(INDEX($G:$G,)), ISBLANK(INDEX($C:$C,))), \"\", 'PWS Records (System Entry)'!$D$3)","v":""},null,null,null,null,null,null,null,null,null,null,null,null,null,null,null,null,null,null,""]
[{"$f":"IF(AND(ISBLANK(INDEX($G:$G,)), ISBLANK(INDEX($C:$C,))), \"\", 'PWS Records (System Entry)'!$D$4)","v":""},{"$f":"IF(AND(ISBLANK(INDEX($G:$G,)), ISBLANK(INDEX($C:$C,))), \"\", 'PWS Records (System Entry)'!$D$3)","v":""},null,null,null,null,null,null,null,null,null,null,null,null,null,null,null,null,null,null,""]
[{"$f":"IF(AND(ISBLANK(INDEX($G:$G,)), ISBLANK(INDEX($C:$C,))), \"\", 'PWS Records (System Entry)'!$D$4)","v":""},{"$f":"IF(AND(ISBLANK(INDEX($G:$G,)), ISBLANK(INDEX($C:$C,))), \"\", 'PWS Records (System Entry)'!$D$3)","v":""},null,null,null,null,null,null,null,null,null,null,null,null,null,null,null,null,null,null,""]
[{"$f":"IF(AND(ISBLANK(INDEX($G:$G,)), ISBLANK(INDEX($C:$C,))), \"\", 'PWS Records (System Entry)'!$D$4)","v":""},{"$f":"IF(AND(ISBLANK(INDEX($G:$G,)), ISBLANK(INDEX($C:$C,))), \"\", 'PWS Records (System Entry)'!$D$3)","v":""},null,null,null,null,null,null,null,null,null,null,null,null,null,null,null,null,null,null,""]
[{"$f":"IF(AND(ISBLANK(INDEX($G:$G,)), ISBLANK(INDEX($C:$C,))), \"\", 'PWS Records (System Entry)'!$D$4)","v":""},{"$f":"IF(AND(ISBLANK(INDEX($G:$G,)), ISBLANK(INDEX($C:$C,))), \"\", 'PWS Records (System Entry)'!$D$3)","v":""},null,null,null,null,null,null,null,null,null,null,null,null,null,null,null,null,null,null,""]
[{"$f":"IF(AND(ISBLANK(INDEX($G:$G,)), ISBLANK(INDEX($C:$C,))), \"\", 'PWS Records (System Entry)'!$D$4)","v":""},{"$f":"IF(AND(ISBLANK(INDEX($G:$G,)), ISBLANK(INDEX($C:$C,))), \"\", 'PWS Records (System Entry)'!$D$3)","v":""},null,null,null,null,null,null,null,null,null,null,null,null,null,null,null,null,null,null,""]
[{"$f":"IF(AND(ISBLANK(INDEX($G:$G,)), ISBLANK(INDEX($C:$C,))), \"\", 'PWS Records (System Entry)'!$D$4)","v":""},{"$f":"IF(AND(ISBLANK(INDEX($G:$G,)), ISBLANK(INDEX($C:$C,))), \"\", 'PWS Records (System Entry)'!$D$3)","v":""},null,null,null,null,null,null,null,null,null,null,null,null,null,null,null,null,null,null,""]
[{"$f":"IF(AND(ISBLANK(INDEX($G:$G,)), ISBLANK(INDEX($C:$C,))), \"\", 'PWS Records (System Entry)'!$D$4)","v":""},{"$f":"IF(AND(ISBLANK(INDEX($G:$G,)), ISBLANK(INDEX($C:$C,))), \"\", 'PWS Records (System Entry)'!$D$3)","v":""},null,null,null,null,null,null,null,null,null,null,null,null,null,null,null,null,null,null,""]
[{"$f":"IF(AND(ISBLANK(INDEX($G:$G,)), ISBLANK(INDEX($C:$C,))), \"\", 'PWS Records (System Entry)'!$D$4)","v":""},{"$f":"IF(AND(ISBLANK(INDEX($G:$G,)), ISBLANK(INDEX($C:$C,))), \"\", 'PWS Records (System Entry)'!$D$3)","v":""},null,null,null,null,null,null,null,null,null,null,null,null,null,null,null,null,null,null,""]
[{"$f":"IF(AND(ISBLANK(INDEX($G:$G,)), ISBLANK(INDEX($C:$C,))), \"\", 'PWS Records (System Entry)'!$D$4)","v":""},{"$f":"IF(AND(ISBLANK(INDEX($G:$G,)), ISBLANK(INDEX($C:$C,))), \"\", 'PWS Records (System Entry)'!$D$3)","v":""},null,null,null,null,null,null,null,null,null,null,null,null,null,null,null,null,null,null,""]
[{"$f":"IF(AND(ISBLANK(INDEX($G:$G,)), ISBLANK(INDEX($C:$C,))), \"\", 'PWS Records (System Entry)'!$D$4)","v":""},{"$f":"IF(AND(ISBLANK(INDEX($G:$G,)), ISBLANK(INDEX($C:$C,))), \"\", 'PWS Records (System Entry)'!$D$3)","v":""},null,null,null,null,null,null,null,null,null,null,null,null,null,null,null,null,null,null,{"$f":"IF(AND(INDEX($K:$K,)=\"\", INDEX($L:$L,)=\"\", INDEX($M:$M,)=\"\", INDEX($Q:$Q,)=\"\", INDEX($R:$R,)=\"\"), \"\", IF(OR(INDEX($K:$K,)=\"Lead\",INDEX($Q:$Q,)=\"Lead\"),\"Lead\",IF(OR(AND(OR(INDEX($M:$M,)=\"Yes\", INDEX($M:$M,)=\"Don't Know\", INDEX($M:$M,)=\"\"), INDEX($Q:$Q,)=\"Galvanized Iron/Steel\"), AND(INDEX($K:$K,)=\"Unknown\", INDEX($M:$M,)=\"No\", INDEX($Q:$Q,)=\"Galvanized Iron/Steel\")), \"Galvanized Requiring Replacement\", IF(OR(AND(OR(INDEX($K:$K,)=\"Galvanized Iron/Steel\", INDEX($K:$K,)=\"Non-Lead - Copper\", INDEX($K:$K,)=\"Non-Lead - Plastic\", INDEX($K:$K,)=\"Non-Lead - Other\", INDEX($K:$K,)=\"Non-Lead - Material Unknown\", INDEX($K:$K,)=\"No System Owned Portion\"), OR(INDEX($Q:$Q,)=\"Galvanized Iron/Steel\", INDEX($Q:$Q,)=\"Non-Lead - Copper\", INDEX($Q:$Q,)=\"Non-Lead - Plastic\", INDEX($Q:$Q,)=\"Non-Lead - Other\", INDEX($Q:$Q,)=\"Non-Lead - Predictive Model\", INDEX($Q:$Q,)=\"No Customer Owned Portion\")), AND(OR( INDEX($K:$K,)=\"Galvanized Iron/Steel\", INDEX($K:$K,)=\"Non-Lead - Copper\", INDEX($K:$K,)=\"Non-Lead - Plastic\", INDEX($K:$K,)=\"Non-Lead - Other\", INDEX($K:$K,)=\"Non-Lead - Material Unknown\", INDEX($K:$K,)=\"No System Owned Portion\"), INDEX($M:$M,)=\"No\", INDEX($Q:$Q,)=\"Non-Lead - Material Unknown\")), \"Non-Lead\", \"Lead Status Unknown\"))))","v":""}]
[{"$f":"IF(AND(ISBLANK(INDEX($G:$G,)), ISBLANK(INDEX($C:$C,))), \"\", 'PWS Records (System Entry)'!$D$4)","v":""},{"$f":"IF(AND(ISBLANK(INDEX($G:$G,)), ISBLANK(INDEX($C:$C,))), \"\", 'PWS Records (System Entry)'!$D$3)","v":""},null,null,null,null,null,null,null,null,null,null,null,null,null,null,null,null,null,null,""]
[{"$f":"IF(AND(ISBLANK(INDEX($G:$G,)), ISBLANK(INDEX($C:$C,))), \"\", 'PWS Records (System Entry)'!$D$4)","v":""},{"$f":"IF(AND(ISBLANK(INDEX($G:$G,)), ISBLANK(INDEX($C:$C,))), \"\", 'PWS Records (System Entry)'!$D$3)","v":""},null,null,null,null,null,null,null,null,null,null,null,null,null,null,null,null,null,null,""]
[{"$f":"IF(AND(ISBLANK(INDEX($G:$G,)), ISBLANK(INDEX($C:$C,))), \"\", 'PWS Records (System Entry)'!$D$4)","v":""},{"$f":"IF(AND(ISBLANK(INDEX($G:$G,)), ISBLANK(INDEX($C:$C,))), \"\", 'PWS Records (System Entry)'!$D$3)","v":""},null,null,null,null,null,null,null,null,null,null,null,null,null,null,null,null,null,null,""]
[{"$f":"IF(AND(ISBLANK(INDEX($G:$G,)), ISBLANK(INDEX($C:$C,))), \"\", 'PWS Records (System Entry)'!$D$4)","v":""},{"$f":"IF(AND(ISBLANK(INDEX($G:$G,)), ISBLANK(INDEX($C:$C,))), \"\", 'PWS Records (System Entry)'!$D$3)","v":""},null,null,null,null,null,null,null,null,null,null,null,null,null,null,null,null,null,null,""]
[{"$f":"IF(AND(ISBLANK(INDEX($G:$G,)), ISBLANK(INDEX($C:$C,))), \"\", 'PWS Records (System Entry)'!$D$4)","v":""},{"$f":"IF(AND(ISBLANK(INDEX($G:$G,)), ISBLANK(INDEX($C:$C,))), \"\", 'PWS Records (System Entry)'!$D$3)","v":""},null,null,null,null,null,null,null,null,null,null,null,null,null,null,null,null,null,null,""]
[{"$f":"IF(AND(ISBLANK(INDEX($G:$G,)), ISBLANK(INDEX($C:$C,))), \"\", 'PWS Records (System Entry)'!$D$4)","v":""},{"$f":"IF(AND(ISBLANK(INDEX($G:$G,)), ISBLANK(INDEX($C:$C,))), \"\", 'PWS Records (System Entry)'!$D$3)","v":""},null,null,null,null,null,null,null,null,null,null,null,null,null,null,null,null,null,null,""]
[{"$f":"IF(AND(ISBLANK(INDEX($G:$G,)), ISBLANK(INDEX($C:$C,))), \"\", 'PWS Records (System Entry)'!$D$4)","v":""},{"$f":"IF(AND(ISBLANK(INDEX($G:$G,)), ISBLANK(INDEX($C:$C,))), \"\", 'PWS Records (System Entry)'!$D$3)","v":""},null,null,null,null,null,null,null,null,null,null,null,null,null,null,null,null,null,null,""]
[{"$f":"IF(AND(ISBLANK(INDEX($G:$G,)), ISBLANK(INDEX($C:$C,))), \"\", 'PWS Records (System Entry)'!$D$4)","v":""},{"$f":"IF(AND(ISBLANK(INDEX($G:$G,)), ISBLANK(INDEX($C:$C,))), \"\", 'PWS Records (System Entry)'!$D$3)","v":""},null,null,null,null,null,null,null,null,null,null,null,null,null,null,null,null,null,null,""]
[{"$f":"IF(AND(ISBLANK(INDEX($G:$G,)), ISBLANK(INDEX($C:$C,))), \"\", 'PWS Records (System Entry)'!$D$4)","v":""},{"$f":"IF(AND(ISBLANK(INDEX($G:$G,)), ISBLANK(INDEX($C:$C,))), \"\", 'PWS Records (System Entry)'!$D$3)","v":""},null,null,null,null,null,null,null,null,null,null,null,null,null,null,null,null,null,null,""]
[{"$f":"IF(AND(ISBLANK(INDEX($G:$G,)), ISBLANK(INDEX($C:$C,))), \"\", 'PWS Records (System Entry)'!$D$4)","v":""},{"$f":"IF(AND(ISBLANK(INDEX($G:$G,)), ISBLANK(INDEX($C:$C,))), \"\", 'PWS Records (System Entry)'!$D$3)","v":""},null,null,null,null,null,null,null,null,null,null,null,null,null,null,null,null,null,null,""]
[{"$f":"IF(AND(ISBLANK(INDEX($G:$G,)), ISBLANK(INDEX($C:$C,))), \"\", 'PWS Records (System Entry)'!$D$4)","v":""},{"$f":"IF(AND(ISBLANK(INDEX($G:$G,)), ISBLANK(INDEX($C:$C,))), \"\", 'PWS Records (System Entry)'!$D$3)","v":""},null,null,null,null,null,null,null,null,null,null,null,null,null,null,null,null,null,null,""]
[{"$f":"IF(AND(ISBLANK(INDEX($G:$G,)), ISBLANK(INDEX($C:$C,))), \"\", 'PWS Records (System Entry)'!$D$4)","v":""},{"$f":"IF(AND(ISBLANK(INDEX($G:$G,)), ISBLANK(INDEX($C:$C,))), \"\", 'PWS Records (System Entry)'!$D$3)","v":""},null,null,null,null,null,null,null,null,null,null,null,null,null,null,null,null,null,null,""]
[{"$f":"IF(AND(ISBLANK(INDEX($G:$G,)), ISBLANK(INDEX($C:$C,))), \"\", 'PWS Records (System Entry)'!$D$4)","v":""},{"$f":"IF(AND(ISBLANK(INDEX($G:$G,)), ISBLANK(INDEX($C:$C,))), \"\", 'PWS Records (System Entry)'!$D$3)","v":""},null,null,null,null,null,null,null,null,null,null,null,null,null,null,null,null,null,null,""]
[{"$f":"IF(AND(ISBLANK(INDEX($G:$G,)), ISBLANK(INDEX($C:$C,))), \"\", 'PWS Records (System Entry)'!$D$4)","v":""},{"$f":"IF(AND(ISBLANK(INDEX($G:$G,)), ISBLANK(INDEX($C:$C,))), \"\", 'PWS Records (System Entry)'!$D$3)","v":""},null,null,null,null,null,null,null,null,null,null,null,null,null,null,null,null,null,null,""]
[{"$f":"IF(AND(ISBLANK(INDEX($G:$G,)), ISBLANK(INDEX($C:$C,))), \"\", 'PWS Records (System Entry)'!$D$4)","v":""},{"$f":"IF(AND(ISBLANK(INDEX($G:$G,)), ISBLANK(INDEX($C:$C,))), \"\", 'PWS Records (System Entry)'!$D$3)","v":""},null,null,null,null,null,null,null,null,null,null,null,null,null,null,null,null,null,null,""]
[{"$f":"IF(AND(ISBLANK(INDEX($G:$G,)), ISBLANK(INDEX($C:$C,))), \"\", 'PWS Records (System Entry)'!$D$4)","v":""},{"$f":"IF(AND(ISBLANK(INDEX($G:$G,)), ISBLANK(INDEX($C:$C,))), \"\", 'PWS Records (System Entry)'!$D$3)","v":""},null,null,null,null,null,null,null,null,null,null,null,null,null,null,null,null,null,null,""]
[{"$f":"IF(AND(ISBLANK(INDEX($G:$G,)), ISBLANK(INDEX($C:$C,))), \"\", 'PWS Records (System Entry)'!$D$4)","v":""},{"$f":"IF(AND(ISBLANK(INDEX($G:$G,)), ISBLANK(INDEX($C:$C,))), \"\", 'PWS Records (System Entry)'!$D$3)","v":""},null,null,null,null,null,null,null,null,null,null,null,null,null,null,null,null,null,null,""]
[{"$f":"IF(AND(ISBLANK(INDEX($G:$G,)), ISBLANK(INDEX($C:$C,))), \"\", 'PWS Records (System Entry)'!$D$4)","v":""},{"$f":"IF(AND(ISBLANK(INDEX($G:$G,)), ISBLANK(INDEX($C:$C,))), \"\", 'PWS Records (System Entry)'!$D$3)","v":""},null,null,null,null,null,null,null,null,null,null,null,null,null,null,null,null,null,null,""]
[{"$f":"IF(AND(ISBLANK(INDEX($G:$G,)), ISBLANK(INDEX($C:$C,))), \"\", 'PWS Records (System Entry)'!$D$4)","v":""},{"$f":"IF(AND(ISBLANK(INDEX($G:$G,)), ISBLANK(INDEX($C:$C,))), \"\", 'PWS Records (System Entry)'!$D$3)","v":""},null,null,null,null,null,null,null,null,null,null,null,null,null,null,null,null,null,null,""]
[{"$f":"IF(AND(ISBLANK(INDEX($G:$G,)), ISBLANK(INDEX($C:$C,))), \"\", 'PWS Records (System Entry)'!$D$4)","v":""},{"$f":"IF(AND(ISBLANK(INDEX($G:$G,)), ISBLANK(INDEX($C:$C,))), \"\", 'PWS Records (System Entry)'!$D$3)","v":""},null,null,null,null,null,null,null,null,null,null,null,null,null,null,null,null,null,null,""]
[{"$f":"IF(AND(ISBLANK(INDEX($G:$G,)), ISBLANK(INDEX($C:$C,))), \"\", 'PWS Records (System Entry)'!$D$4)","v":""},{"$f":"IF(AND(ISBLANK(INDEX($G:$G,)), ISBLANK(INDEX($C:$C,))), \"\", 'PWS Records (System Entry)'!$D$3)","v":""},null,null,null,null,null,null,null,null,null,null,null,null,null,null,null,null,null,null,""]
[{"$f":"IF(AND(ISBLANK(INDEX($G:$G,)), ISBLANK(INDEX($C:$C,))), \"\", 'PWS Records (System Entry)'!$D$4)","v":""},{"$f":"IF(AND(ISBLANK(INDEX($G:$G,)), ISBLANK(INDEX($C:$C,))), \"\", 'PWS Records (System Entry)'!$D$3)","v":""},null,null,null,null,null,null,null,null,null,null,null,null,null,null,null,null,null,null,""]
[{"$f":"IF(AND(ISBLANK(INDEX($G:$G,)), ISBLANK(INDEX($C:$C,))), \"\", 'PWS Records (System Entry)'!$D$4)","v":""},{"$f":"IF(AND(ISBLANK(INDEX($G:$G,)), ISBLANK(INDEX($C:$C,))), \"\", 'PWS Records (System Entry)'!$D$3)","v":""},null,null,null,null,null,null,null,null,null,null,null,null,null,null,null,null,null,null,""]
[{"$f":"IF(AND(ISBLANK(INDEX($G:$G,)), ISBLANK(INDEX($C:$C,))), \"\", 'PWS Records (System Entry)'!$D$4)","v":""},{"$f":"IF(AND(ISBLANK(INDEX($G:$G,)), ISBLANK(INDEX($C:$C,))), \"\", 'PWS Records (System Entry)'!$D$3)","v":""},null,null,null,null,null,null,null,null,null,null,null,null,null,null,null,null,null,null,""]
[{"$f":"IF(AND(ISBLANK(INDEX($G:$G,)), ISBLANK(INDEX($C:$C,))), \"\", 'PWS Records (System Entry)'!$D$4)","v":""},{"$f":"IF(AND(ISBLANK(INDEX($G:$G,)), ISBLANK(INDEX($C:$C,))), \"\", 'PWS Records (System Entry)'!$D$3)","v":""},null,null,null,null,null,null,null,null,null,null,null,null,null,null,null,null,null,null,""]
[{"$f":"IF(AND(ISBLANK(INDEX($G:$G,)), ISBLANK(INDEX($C:$C,))), \"\", 'PWS Records (System Entry)'!$D$4)","v":""},{"$f":"IF(AND(ISBLANK(INDEX($G:$G,)), ISBLANK(INDEX($C:$C,))), \"\", 'PWS Records (System Entry)'!$D$3)","v":""},null,null,null,null,null,null,null,null,null,null,null,null,null,null,null,null,null,null,""]
[{"$f":"IF(AND(ISBLANK(INDEX($G:$G,)), ISBLANK(INDEX($C:$C,))), \"\", 'PWS Records (System Entry)'!$D$4)","v":""},{"$f":"IF(AND(ISBLANK(INDEX($G:$G,)), ISBLANK(INDEX($C:$C,))), \"\", 'PWS Records (System Entry)'!$D$3)","v":""},null,null,null,null,null,null,null,null,null,null,null,null,null,null,null,null,null,null,""]
[{"$f":"IF(AND(ISBLANK(INDEX($G:$G,)), ISBLANK(INDEX($C:$C,))), \"\", 'PWS Records (System Entry)'!$D$4)","v":""},{"$f":"IF(AND(ISBLANK(INDEX($G:$G,)), ISBLANK(INDEX($C:$C,))), \"\", 'PWS Records (System Entry)'!$D$3)","v":""},null,null,null,null,null,null,null,null,null,null,null,null,null,null,null,null,null,null,""]
[{"$f":"IF(AND(ISBLANK(INDEX($G:$G,)), ISBLANK(INDEX($C:$C,))), \"\", 'PWS Records (System Entry)'!$D$4)","v":""},{"$f":"IF(AND(ISBLANK(INDEX($G:$G,)), ISBLANK(INDEX($C:$C,))), \"\", 'PWS Records (System Entry)'!$D$3)","v":""},null,null,null,null,null,null,null,null,null,null,null,null,null,null,null,null,null,null,""]
[{"$f":"IF(AND(ISBLANK(INDEX($G:$G,)), ISBLANK(INDEX($C:$C,))), \"\", 'PWS Records (System Entry)'!$D$4)","v":""},{"$f":"IF(AND(ISBLANK(INDEX($G:$G,)), ISBLANK(INDEX($C:$C,))), \"\", 'PWS Records (System Entry)'!$D$3)","v":""},null,null,null,null,null,null,null,null,null,null,null,null,null,null,null,null,null,null,""]
[{"$f":"IF(AND(ISBLANK(INDEX($G:$G,)), ISBLANK(INDEX($C:$C,))), \"\", 'PWS Records (System Entry)'!$D$4)","v":""},{"$f":"IF(AND(ISBLANK(INDEX($G:$G,)), ISBLANK(INDEX($C:$C,))), \"\", 'PWS Records (System Entry)'!$D$3)","v":""},null,null,null,null,null,null,null,null,null,null,null,null,null,null,null,null,null,null,""]
[{"$f":"IF(AND(ISBLANK(INDEX($G:$G,)), ISBLANK(INDEX($C:$C,))), \"\", 'PWS Records (System Entry)'!$D$4)","v":""},{"$f":"IF(AND(ISBLANK(INDEX($G:$G,)), ISBLANK(INDEX($C:$C,))), \"\", 'PWS Records (System Entry)'!$D$3)","v":""},null,null,null,null,null,null,null,null,null,null,null,null,null,null,null,null,null,null,""]
[{"$f":"IF(AND(ISBLANK(INDEX($G:$G,)), ISBLANK(INDEX($C:$C,))), \"\", 'PWS Records (System Entry)'!$D$4)","v":""},{"$f":"IF(AND(ISBLANK(INDEX($G:$G,)), ISBLANK(INDEX($C:$C,))), \"\", 'PWS Records (System Entry)'!$D$3)","v":""},null,null,null,null,null,null,null,null,null,null,null,null,null,null,null,null,null,null,""]
[{"$f":"IF(AND(ISBLANK(INDEX($G:$G,)), ISBLANK(INDEX($C:$C,))), \"\", 'PWS Records (System Entry)'!$D$4)","v":""},{"$f":"IF(AND(ISBLANK(INDEX($G:$G,)), ISBLANK(INDEX($C:$C,))), \"\", 'PWS Records (System Entry)'!$D$3)","v":""},null,null,null,null,null,null,null,null,null,null,null,null,null,null,null,null,null,null,""]
[{"$f":"IF(AND(ISBLANK(INDEX($G:$G,)), ISBLANK(INDEX($C:$C,))), \"\", 'PWS Records (System Entry)'!$D$4)","v":""},{"$f":"IF(AND(ISBLANK(INDEX($G:$G,)), ISBLANK(INDEX($C:$C,))), \"\", 'PWS Records (System Entry)'!$D$3)","v":""},null,null,null,null,null,null,null,null,null,null,null,null,null,null,null,null,null,null,""]
[{"$f":"IF(AND(ISBLANK(INDEX($G:$G,)), ISBLANK(INDEX($C:$C,))), \"\", 'PWS Records (System Entry)'!$D$4)","v":""},{"$f":"IF(AND(ISBLANK(INDEX($G:$G,)), ISBLANK(INDEX($C:$C,))), \"\", 'PWS Records (System Entry)'!$D$3)","v":""},null,null,null,null,null,null,null,null,null,null,null,null,null,null,null,null,null,null,""]
[{"$f":"IF(AND(ISBLANK(INDEX($G:$G,)), ISBLANK(INDEX($C:$C,))), \"\", 'PWS Records (System Entry)'!$D$4)","v":""},{"$f":"IF(AND(ISBLANK(INDEX($G:$G,)), ISBLANK(INDEX($C:$C,))), \"\", 'PWS Records (System Entry)'!$D$3)","v":""},null,null,null,null,null,null,null,null,null,null,null,null,null,null,null,null,null,null,""]
[{"$f":"IF(AND(ISBLANK(INDEX($G:$G,)), ISBLANK(INDEX($C:$C,))), \"\", 'PWS Records (System Entry)'!$D$4)","v":""},{"$f":"IF(AND(ISBLANK(INDEX($G:$G,)), ISBLANK(INDEX($C:$C,))), \"\", 'PWS Records (System Entry)'!$D$3)","v":""},null,null,null,null,null,null,null,null,null,null,null,null,null,null,null,null,null,null,""]
[{"$f":"IF(AND(ISBLANK(INDEX($G:$G,)), ISBLANK(INDEX($C:$C,))), \"\", 'PWS Records (System Entry)'!$D$4)","v":""},{"$f":"IF(AND(ISBLANK(INDEX($G:$G,)), ISBLANK(INDEX($C:$C,))), \"\", 'PWS Records (System Entry)'!$D$3)","v":""},null,null,null,null,null,null,null,null,null,null,null,null,null,null,null,null,null,null,""]
[{"$f":"IF(AND(ISBLANK(INDEX($G:$G,)), ISBLANK(INDEX($C:$C,))), \"\", 'PWS Records (System Entry)'!$D$4)","v":""},{"$f":"IF(AND(ISBLANK(INDEX($G:$G,)), ISBLANK(INDEX($C:$C,))), \"\", 'PWS Records (System Entry)'!$D$3)","v":""},null,null,null,null,null,null,null,null,null,null,null,null,null,null,null,null,null,null,""]
[{"$f":"IF(AND(ISBLANK(INDEX($G:$G,)), ISBLANK(INDEX($C:$C,))), \"\", 'PWS Records (System Entry)'!$D$4)","v":""},{"$f":"IF(AND(ISBLANK(INDEX($G:$G,)), ISBLANK(INDEX($C:$C,))), \"\", 'PWS Records (System Entry)'!$D$3)","v":""},null,null,null,null,null,null,null,null,null,null,null,null,null,null,null,null,null,null,""]
[{"$f":"IF(AND(ISBLANK(INDEX($G:$G,)), ISBLANK(INDEX($C:$C,))), \"\", 'PWS Records (System Entry)'!$D$4)","v":""},{"$f":"IF(AND(ISBLANK(INDEX($G:$G,)), ISBLANK(INDEX($C:$C,))), \"\", 'PWS Records (System Entry)'!$D$3)","v":""},null,null,null,null,null,null,null,null,null,null,null,null,null,null,null,null,null,null,""]
[{"$f":"IF(AND(ISBLANK(INDEX($G:$G,)), ISBLANK(INDEX($C:$C,))), \"\", 'PWS Records (System Entry)'!$D$4)","v":""},{"$f":"IF(AND(ISBLANK(INDEX($G:$G,)), ISBLANK(INDEX($C:$C,))), \"\", 'PWS Records (System Entry)'!$D$3)","v":""},null,null,null,null,null,null,null,null,null,null,null,null,null,null,null,null,null,null,""]
[{"$f":"IF(AND(ISBLANK(INDEX($G:$G,)), ISBLANK(INDEX($C:$C,))), \"\", 'PWS Records (System Entry)'!$D$4)","v":""},{"$f":"IF(AND(ISBLANK(INDEX($G:$G,)), ISBLANK(INDEX($C:$C,))), \"\", 'PWS Records (System Entry)'!$D$3)","v":""},null,null,null,null,null,null,null,null,null,null,null,null,null,null,null,null,null,null,""]
[{"$f":"IF(AND(ISBLANK(INDEX($G:$G,)), ISBLANK(INDEX($C:$C,))), \"\", 'PWS Records (System Entry)'!$D$4)","v":""},{"$f":"IF(AND(ISBLANK(INDEX($G:$G,)), ISBLANK(INDEX($C:$C,))), \"\", 'PWS Records (System Entry)'!$D$3)","v":""},null,null,null,null,null,null,null,null,null,null,null,null,null,null,null,null,null,null,""]
[{"$f":"IF(AND(ISBLANK(INDEX($G:$G,)), ISBLANK(INDEX($C:$C,))), \"\", 'PWS Records (System Entry)'!$D$4)","v":""},{"$f":"IF(AND(ISBLANK(INDEX($G:$G,)), ISBLANK(INDEX($C:$C,))), \"\", 'PWS Records (System Entry)'!$D$3)","v":""},null,null,null,null,null,null,null,null,null,null,null,null,null,null,null,null,null,null,""]
[{"$f":"IF(AND(ISBLANK(INDEX($G:$G,)), ISBLANK(INDEX($C:$C,))), \"\", 'PWS Records (System Entry)'!$D$4)","v":""},{"$f":"IF(AND(ISBLANK(INDEX($G:$G,)), ISBLANK(INDEX($C:$C,))), \"\", 'PWS Records (System Entry)'!$D$3)","v":""},null,null,null,null,null,null,null,null,null,null,null,null,null,null,null,null,null,null,""]
[{"$f":"IF(AND(ISBLANK(INDEX($G:$G,)), ISBLANK(INDEX($C:$C,))), \"\", 'PWS Records (System Entry)'!$D$4)","v":""},{"$f":"IF(AND(ISBLANK(INDEX($G:$G,)), ISBLANK(INDEX($C:$C,))), \"\", 'PWS Records (System Entry)'!$D$3)","v":""},null,null,null,null,null,null,null,null,null,null,null,null,null,null,null,null,null,null,""]
[{"$f":"IF(AND(ISBLANK(INDEX($G:$G,)), ISBLANK(INDEX($C:$C,))), \"\", 'PWS Records (System Entry)'!$D$4)","v":""},{"$f":"IF(AND(ISBLANK(INDEX($G:$G,)), ISBLANK(INDEX($C:$C,))), \"\", 'PWS Records (System Entry)'!$D$3)","v":""},null,null,null,null,null,null,null,null,null,null,null,null,null,null,null,null,null,null,""]
[{"$f":"IF(AND(ISBLANK(INDEX($G:$G,)), ISBLANK(INDEX($C:$C,))), \"\", 'PWS Records (System Entry)'!$D$4)","v":""},{"$f":"IF(AND(ISBLANK(INDEX($G:$G,)), ISBLANK(INDEX($C:$C,))), \"\", 'PWS Records (System Entry)'!$D$3)","v":""},null,null,null,null,null,null,null,null,null,null,null,null,null,null,null,null,null,null,""]
[{"$f":"IF(AND(ISBLANK(INDEX($G:$G,)), ISBLANK(INDEX($C:$C,))), \"\", 'PWS Records (System Entry)'!$D$4)","v":""},{"$f":"IF(AND(ISBLANK(INDEX($G:$G,)), ISBLANK(INDEX($C:$C,))), \"\", 'PWS Records (System Entry)'!$D$3)","v":""},null,null,null,null,null,null,null,null,null,null,null,null,null,null,null,null,null,null,""]
[{"$f":"IF(AND(ISBLANK(INDEX($G:$G,)), ISBLANK(INDEX($C:$C,))), \"\", 'PWS Records (System Entry)'!$D$4)","v":""},{"$f":"IF(AND(ISBLANK(INDEX($G:$G,)), ISBLANK(INDEX($C:$C,))), \"\", 'PWS Records (System Entry)'!$D$3)","v":""},null,null,null,null,null,null,null,null,null,null,null,null,null,null,null,null,null,null,""]
[{"$f":"IF(AND(ISBLANK(INDEX($G:$G,)), ISBLANK(INDEX($C:$C,))), \"\", 'PWS Records (System Entry)'!$D$4)","v":""},{"$f":"IF(AND(ISBLANK(INDEX($G:$G,)), ISBLANK(INDEX($C:$C,))), \"\", 'PWS Records (System Entry)'!$D$3)","v":""},null,null,null,null,null,null,null,null,null,null,null,null,null,null,null,null,null,null,""]
[{"$f":"IF(AND(ISBLANK(INDEX($G:$G,)), ISBLANK(INDEX($C:$C,))), \"\", 'PWS Records (System Entry)'!$D$4)","v":""},{"$f":"IF(AND(ISBLANK(INDEX($G:$G,)), ISBLANK(INDEX($C:$C,))), \"\", 'PWS Records (System Entry)'!$D$3)","v":""},null,null,null,null,null,null,null,null,null,null,null,null,null,null,null,null,null,null,""]
[{"$f":"IF(AND(ISBLANK(INDEX($G:$G,)), ISBLANK(INDEX($C:$C,))), \"\", 'PWS Records (System Entry)'!$D$4)","v":""},{"$f":"IF(AND(ISBLANK(INDEX($G:$G,)), ISBLANK(INDEX($C:$C,))), \"\", 'PWS Records (System Entry)'!$D$3)","v":""},null,null,null,null,null,null,null,null,null,null,null,null,null,null,null,null,null,null,""]
[{"$f":"IF(AND(ISBLANK(INDEX($G:$G,)), ISBLANK(INDEX($C:$C,))), \"\", 'PWS Records (System Entry)'!$D$4)","v":""},{"$f":"IF(AND(ISBLANK(INDEX($G:$G,)), ISBLANK(INDEX($C:$C,))), \"\", 'PWS Records (System Entry)'!$D$3)","v":""},null,null,null,null,null,null,null,null,null,null,null,null,null,null,null,null,null,null,""]
[{"$f":"IF(AND(ISBLANK(INDEX($G:$G,)), ISBLANK(INDEX($C:$C,))), \"\", 'PWS Records (System Entry)'!$D$4)","v":""},{"$f":"IF(AND(ISBLANK(INDEX($G:$G,)), ISBLANK(INDEX($C:$C,))), \"\", 'PWS Records (System Entry)'!$D$3)","v":""},null,null,null,null,null,null,null,null,null,null,null,null,null,null,null,null,null,null,""]
[{"$f":"IF(AND(ISBLANK(INDEX($G:$G,)), ISBLANK(INDEX($C:$C,))), \"\", 'PWS Records (System Entry)'!$D$4)","v":""},{"$f":"IF(AND(ISBLANK(INDEX($G:$G,)), ISBLANK(INDEX($C:$C,))), \"\", 'PWS Records (System Entry)'!$D$3)","v":""},null,null,null,null,null,null,null,null,null,null,null,null,null,null,null,null,null,null,""]
[{"$f":"IF(AND(ISBLANK(INDEX($G:$G,)), ISBLANK(INDEX($C:$C,))), \"\", 'PWS Records (System Entry)'!$D$4)","v":""},{"$f":"IF(AND(ISBLANK(INDEX($G:$G,)), ISBLANK(INDEX($C:$C,))), \"\", 'PWS Records (System Entry)'!$D$3)","v":""},null,null,null,null,null,null,null,null,null,null,null,null,null,null,null,null,null,null,""]
[{"$f":"IF(AND(ISBLANK(INDEX($G:$G,)), ISBLANK(INDEX($C:$C,))), \"\", 'PWS Records (System Entry)'!$D$4)","v":""},{"$f":"IF(AND(ISBLANK(INDEX($G:$G,)), ISBLANK(INDEX($C:$C,))), \"\", 'PWS Records (System Entry)'!$D$3)","v":""},null,null,null,null,null,null,null,null,null,null,null,null,null,null,null,null,null,null,""]
[{"$f":"IF(AND(ISBLANK(INDEX($G:$G,)), ISBLANK(INDEX($C:$C,))), \"\", 'PWS Records (System Entry)'!$D$4)","v":""},{"$f":"IF(AND(ISBLANK(INDEX($G:$G,)), ISBLANK(INDEX($C:$C,))), \"\", 'PWS Records (System Entry)'!$D$3)","v":""},null,null,null,null,null,null,null,null,null,null,null,null,null,null,null,null,null,null,""]
[{"$f":"IF(AND(ISBLANK(INDEX($G:$G,)), ISBLANK(INDEX($C:$C,))), \"\", 'PWS Records (System Entry)'!$D$4)","v":""},{"$f":"IF(AND(ISBLANK(INDEX($G:$G,)), ISBLANK(INDEX($C:$C,))), \"\", 'PWS Records (System Entry)'!$D$3)","v":""},null,null,null,null,null,null,null,null,null,null,null,null,null,null,null,null,null,null,""]
[{"$f":"IF(AND(ISBLANK(INDEX($G:$G,)), ISBLANK(INDEX($C:$C,))), \"\", 'PWS Records (System Entry)'!$D$4)","v":""},{"$f":"IF(AND(ISBLANK(INDEX($G:$G,)), ISBLANK(INDEX($C:$C,))), \"\", 'PWS Records (System Entry)'!$D$3)","v":""},null,null,null,null,null,null,null,null,null,null,null,null,null,null,null,null,null,null,""]
[{"$f":"IF(AND(ISBLANK(INDEX($G:$G,)), ISBLANK(INDEX($C:$C,))), \"\", 'PWS Records (System Entry)'!$D$4)","v":""},{"$f":"IF(AND(ISBLANK(INDEX($G:$G,)), ISBLANK(INDEX($C:$C,))), \"\", 'PWS Records (System Entry)'!$D$3)","v":""},null,null,null,null,null,null,null,null,null,null,null,null,null,null,null,null,null,null,""]
[{"$f":"IF(AND(ISBLANK(INDEX($G:$G,)), ISBLANK(INDEX($C:$C,))), \"\", 'PWS Records (System Entry)'!$D$4)","v":""},{"$f":"IF(AND(ISBLANK(INDEX($G:$G,)), ISBLANK(INDEX($C:$C,))), \"\", 'PWS Records (System Entry)'!$D$3)","v":""},null,null,null,null,null,null,null,null,null,null,null,null,null,null,null,null,null,null,""]
[{"$f":"IF(AND(ISBLANK(INDEX($G:$G,)), ISBLANK(INDEX($C:$C,))), \"\", 'PWS Records (System Entry)'!$D$4)","v":""},{"$f":"IF(AND(ISBLANK(INDEX($G:$G,)), ISBLANK(INDEX($C:$C,))), \"\", 'PWS Records (System Entry)'!$D$3)","v":""},null,null,null,null,null,null,null,null,null,null,null,null,null,null,null,null,null,null,""]
[{"$f":"IF(AND(ISBLANK(INDEX($G:$G,)), ISBLANK(INDEX($C:$C,))), \"\", 'PWS Records (System Entry)'!$D$4)","v":""},{"$f":"IF(AND(ISBLANK(INDEX($G:$G,)), ISBLANK(INDEX($C:$C,))), \"\", 'PWS Records (System Entry)'!$D$3)","v":""},null,null,null,null,null,null,null,null,null,null,null,null,null,null,null,null,null,null,""]
[{"$f":"IF(AND(ISBLANK(INDEX($G:$G,)), ISBLANK(INDEX($C:$C,))), \"\", 'PWS Records (System Entry)'!$D$4)","v":""},{"$f":"IF(AND(ISBLANK(INDEX($G:$G,)), ISBLANK(INDEX($C:$C,))), \"\", 'PWS Records (System Entry)'!$D$3)","v":""},null,null,null,null,null,null,null,null,null,null,null,null,null,null,null,null,null,null,""]
[{"$f":"IF(AND(ISBLANK(INDEX($G:$G,)), ISBLANK(INDEX($C:$C,))), \"\", 'PWS Records (System Entry)'!$D$4)","v":""},{"$f":"IF(AND(ISBLANK(INDEX($G:$G,)), ISBLANK(INDEX($C:$C,))), \"\", 'PWS Records (System Entry)'!$D$3)","v":""},null,null,null,null,null,null,null,null,null,null,null,null,null,null,null,null,null,null,""]
[{"$f":"IF(AND(ISBLANK(INDEX($G:$G,)), ISBLANK(INDEX($C:$C,))), \"\", 'PWS Records (System Entry)'!$D$4)","v":""},{"$f":"IF(AND(ISBLANK(INDEX($G:$G,)), ISBLANK(INDEX($C:$C,))), \"\", 'PWS Records (System Entry)'!$D$3)","v":""},null,null,null,null,null,null,null,null,null,null,null,null,null,null,null,null,null,null,""]
[{"$f":"IF(AND(ISBLANK(INDEX($G:$G,)), ISBLANK(INDEX($C:$C,))), \"\", 'PWS Records (System Entry)'!$D$4)","v":""},{"$f":"IF(AND(ISBLANK(INDEX($G:$G,)), ISBLANK(INDEX($C:$C,))), \"\", 'PWS Records (System Entry)'!$D$3)","v":""},null,null,null,null,null,null,null,null,null,null,null,null,null,null,null,null,null,null,""]
[{"$f":"IF(AND(ISBLANK(INDEX($G:$G,)), ISBLANK(INDEX($C:$C,))), \"\", 'PWS Records (System Entry)'!$D$4)","v":""},{"$f":"IF(AND(ISBLANK(INDEX($G:$G,)), ISBLANK(INDEX($C:$C,))), \"\", 'PWS Records (System Entry)'!$D$3)","v":""},null,null,null,null,null,null,null,null,null,null,null,null,null,null,null,null,null,null,""]
[{"$f":"IF(AND(ISBLANK(INDEX($G:$G,)), ISBLANK(INDEX($C:$C,))), \"\", 'PWS Records (System Entry)'!$D$4)","v":""},{"$f":"IF(AND(ISBLANK(INDEX($G:$G,)), ISBLANK(INDEX($C:$C,))), \"\", 'PWS Records (System Entry)'!$D$3)","v":""},null,null,null,null,null,null,null,null,null,null,null,null,null,null,null,null,null,null,""]
[{"$f":"IF(AND(ISBLANK(INDEX($G:$G,)), ISBLANK(INDEX($C:$C,))), \"\", 'PWS Records (System Entry)'!$D$4)","v":""},{"$f":"IF(AND(ISBLANK(INDEX($G:$G,)), ISBLANK(INDEX($C:$C,))), \"\", 'PWS Records (System Entry)'!$D$3)","v":""},null,null,null,null,null,null,null,null,null,null,null,null,null,null,null,null,null,null,""]
[{"$f":"IF(AND(ISBLANK(INDEX($G:$G,)), ISBLANK(INDEX($C:$C,))), \"\", 'PWS Records (System Entry)'!$D$4)","v":""},{"$f":"IF(AND(ISBLANK(INDEX($G:$G,)), ISBLANK(INDEX($C:$C,))), \"\", 'PWS Records (System Entry)'!$D$3)","v":""},null,null,null,null,null,null,null,null,null,null,null,null,null,null,null,null,null,null,""]
[{"$f":"IF(AND(ISBLANK(INDEX($G:$G,)), ISBLANK(INDEX($C:$C,))), \"\", 'PWS Records (System Entry)'!$D$4)","v":""},{"$f":"IF(AND(ISBLANK(INDEX($G:$G,)), ISBLANK(INDEX($C:$C,))), \"\", 'PWS Records (System Entry)'!$D$3)","v":""},null,null,null,null,null,null,null,null,null,null,null,null,null,null,null,null,null,null,""]
[{"$f":"IF(AND(ISBLANK(INDEX($G:$G,)), ISBLANK(INDEX($C:$C,))), \"\", 'PWS Records (System Entry)'!$D$4)","v":""},{"$f":"IF(AND(ISBLANK(INDEX($G:$G,)), ISBLANK(INDEX($C:$C,))), \"\", 'PWS Records (System Entry)'!$D$3)","v":""},null,null,null,null,null,null,null,null,null,null,null,null,null,null,null,null,null,null,""]
[{"$f":"IF(AND(ISBLANK(INDEX($G:$G,)), ISBLANK(INDEX($C:$C,))), \"\", 'PWS Records (System Entry)'!$D$4)","v":""},{"$f":"IF(AND(ISBLANK(INDEX($G:$G,)), ISBLANK(INDEX($C:$C,))), \"\", 'PWS Records (System Entry)'!$D$3)","v":""},null,null,null,null,null,null,null,null,null,null,null,null,null,null,null,null,null,null,""]
[{"$f":"IF(AND(ISBLANK(INDEX($G:$G,)), ISBLANK(INDEX($C:$C,))), \"\", 'PWS Records (System Entry)'!$D$4)","v":""},{"$f":"IF(AND(ISBLANK(INDEX($G:$G,)), ISBLANK(INDEX($C:$C,))), \"\", 'PWS Records (System Entry)'!$D$3)","v":""},null,null,null,null,null,null,null,null,null,null,null,null,null,null,null,null,null,null,""]
[{"$f":"IF(AND(ISBLANK(INDEX($G:$G,)), ISBLANK(INDEX($C:$C,))), \"\", 'PWS Records (System Entry)'!$D$4)","v":""},{"$f":"IF(AND(ISBLANK(INDEX($G:$G,)), ISBLANK(INDEX($C:$C,))), \"\", 'PWS Records (System Entry)'!$D$3)","v":""},null,null,null,null,null,null,null,null,null,null,null,null,null,null,null,null,null,null,""]
[{"$f":"IF(AND(ISBLANK(INDEX($G:$G,)), ISBLANK(INDEX($C:$C,))), \"\", 'PWS Records (System Entry)'!$D$4)","v":""},{"$f":"IF(AND(ISBLANK(INDEX($G:$G,)), ISBLANK(INDEX($C:$C,))), \"\", 'PWS Records (System Entry)'!$D$3)","v":""},null,null,null,null,null,null,null,null,null,null,null,null,null,null,null,null,null,null,""]
[{"$f":"IF(AND(ISBLANK(INDEX($G:$G,)), ISBLANK(INDEX($C:$C,))), \"\", 'PWS Records (System Entry)'!$D$4)","v":""},{"$f":"IF(AND(ISBLANK(INDEX($G:$G,)), ISBLANK(INDEX($C:$C,))), \"\", 'PWS Records (System Entry)'!$D$3)","v":""},null,null,null,null,null,null,null,null,null,null,null,null,null,null,null,null,null,null,""]
[{"$f":"IF(AND(ISBLANK(INDEX($G:$G,)), ISBLANK(INDEX($C:$C,))), \"\", 'PWS Records (System Entry)'!$D$4)","v":""},{"$f":"IF(AND(ISBLANK(INDEX($G:$G,)), ISBLANK(INDEX($C:$C,))), \"\", 'PWS Records (System Entry)'!$D$3)","v":""},null,null,null,null,null,null,null,null,null,null,null,null,null,null,null,null,null,null,""]
[{"$f":"IF(AND(ISBLANK(INDEX($G:$G,)), ISBLANK(INDEX($C:$C,))), \"\", 'PWS Records (System Entry)'!$D$4)","v":""},{"$f":"IF(AND(ISBLANK(INDEX($G:$G,)), ISBLANK(INDEX($C:$C,))), \"\", 'PWS Records (System Entry)'!$D$3)","v":""},null,null,null,null,null,null,null,null,null,null,null,null,null,null,null,null,null,null,""]
[{"$f":"IF(AND(ISBLANK(INDEX($G:$G,)), ISBLANK(INDEX($C:$C,))), \"\", 'PWS Records (System Entry)'!$D$4)","v":""},{"$f":"IF(AND(ISBLANK(INDEX($G:$G,)), ISBLANK(INDEX($C:$C,))), \"\", 'PWS Records (System Entry)'!$D$3)","v":""},null,null,null,null,null,null,null,null,null,null,null,null,null,null,null,null,null,null,""]
[{"$f":"IF(AND(ISBLANK(INDEX($G:$G,)), ISBLANK(INDEX($C:$C,))), \"\", 'PWS Records (System Entry)'!$D$4)","v":""},{"$f":"IF(AND(ISBLANK(INDEX($G:$G,)), ISBLANK(INDEX($C:$C,))), \"\", 'PWS Records (System Entry)'!$D$3)","v":""},null,null,null,null,null,null,null,null,null,null,null,null,null,null,null,null,null,null,""]
[{"$f":"IF(AND(ISBLANK(INDEX($G:$G,)), ISBLANK(INDEX($C:$C,))), \"\", 'PWS Records (System Entry)'!$D$4)","v":""},{"$f":"IF(AND(ISBLANK(INDEX($G:$G,)), ISBLANK(INDEX($C:$C,))), \"\", 'PWS Records (System Entry)'!$D$3)","v":""},null,null,null,null,null,null,null,null,null,null,null,null,null,null,null,null,null,null,""]
[{"$f":"IF(AND(ISBLANK(INDEX($G:$G,)), ISBLANK(INDEX($C:$C,))), \"\", 'PWS Records (System Entry)'!$D$4)","v":""},{"$f":"IF(AND(ISBLANK(INDEX($G:$G,)), ISBLANK(INDEX($C:$C,))), \"\", 'PWS Records (System Entry)'!$D$3)","v":""},null,null,null,null,null,null,null,null,null,null,null,null,null,null,null,null,null,null,""]
[{"$f":"IF(AND(ISBLANK(INDEX($G:$G,)), ISBLANK(INDEX($C:$C,))), \"\", 'PWS Records (System Entry)'!$D$4)","v":""},{"$f":"IF(AND(ISBLANK(INDEX($G:$G,)), ISBLANK(INDEX($C:$C,))), \"\", 'PWS Records (System Entry)'!$D$3)","v":""},null,null,null,null,null,null,null,null,null,null,null,null,null,null,null,null,null,null,""]
[{"$f":"IF(AND(ISBLANK(INDEX($G:$G,)), ISBLANK(INDEX($C:$C,))), \"\", 'PWS Records (System Entry)'!$D$4)","v":""},{"$f":"IF(AND(ISBLANK(INDEX($G:$G,)), ISBLANK(INDEX($C:$C,))), \"\", 'PWS Records (System Entry)'!$D$3)","v":""},null,null,null,null,null,null,null,null,null,null,null,null,null,null,null,null,null,null,""]
[{"$f":"IF(AND(ISBLANK(INDEX($G:$G,)), ISBLANK(INDEX($C:$C,))), \"\", 'PWS Records (System Entry)'!$D$4)","v":""},{"$f":"IF(AND(ISBLANK(INDEX($G:$G,)), ISBLANK(INDEX($C:$C,))), \"\", 'PWS Records (System Entry)'!$D$3)","v":""},null,null,null,null,null,null,null,null,null,null,null,null,null,null,null,null,null,null,""]
[{"$f":"IF(AND(ISBLANK(INDEX($G:$G,)), ISBLANK(INDEX($C:$C,))), \"\", 'PWS Records (System Entry)'!$D$4)","v":""},{"$f":"IF(AND(ISBLANK(INDEX($G:$G,)), ISBLANK(INDEX($C:$C,))), \"\", 'PWS Records (System Entry)'!$D$3)","v":""},null,null,null,null,null,null,null,null,null,null,null,null,null,null,null,null,null,null,""]
[{"$f":"IF(AND(ISBLANK(INDEX($G:$G,)), ISBLANK(INDEX($C:$C,))), \"\", 'PWS Records (System Entry)'!$D$4)","v":""},{"$f":"IF(AND(ISBLANK(INDEX($G:$G,)), ISBLANK(INDEX($C:$C,))), \"\", 'PWS Records (System Entry)'!$D$3)","v":""},null,null,null,null,null,null,null,null,null,null,null,null,null,null,null,null,null,null,""]
[{"$f":"IF(AND(ISBLANK(INDEX($G:$G,)), ISBLANK(INDEX($C:$C,))), \"\", 'PWS Records (System Entry)'!$D$4)","v":""},{"$f":"IF(AND(ISBLANK(INDEX($G:$G,)), ISBLANK(INDEX($C:$C,))), \"\", 'PWS Records (System Entry)'!$D$3)","v":""},null,null,null,null,null,null,null,null,null,null,null,null,null,null,null,null,null,null,""]
[{"$f":"IF(AND(ISBLANK(INDEX($G:$G,)), ISBLANK(INDEX($C:$C,))), \"\", 'PWS Records (System Entry)'!$D$4)","v":""},{"$f":"IF(AND(ISBLANK(INDEX($G:$G,)), ISBLANK(INDEX($C:$C,))), \"\", 'PWS Records (System Entry)'!$D$3)","v":""},null,null,null,null,null,null,null,null,null,null,null,null,null,null,null,null,null,null,""]
[{"$f":"IF(AND(ISBLANK(INDEX($G:$G,)), ISBLANK(INDEX($C:$C,))), \"\", 'PWS Records (System Entry)'!$D$4)","v":""},{"$f":"IF(AND(ISBLANK(INDEX($G:$G,)), ISBLANK(INDEX($C:$C,))), \"\", 'PWS Records (System Entry)'!$D$3)","v":""},null,null,null,null,null,null,null,null,null,null,null,null,null,null,null,null,null,null,""]
[{"$f":"IF(AND(ISBLANK(INDEX($G:$G,)), ISBLANK(INDEX($C:$C,))), \"\", 'PWS Records (System Entry)'!$D$4)","v":""},{"$f":"IF(AND(ISBLANK(INDEX($G:$G,)), ISBLANK(INDEX($C:$C,))), \"\", 'PWS Records (System Entry)'!$D$3)","v":""},null,null,null,null,null,null,null,null,null,null,null,null,null,null,null,null,null,null,""]
[{"$f":"IF(AND(ISBLANK(INDEX($G:$G,)), ISBLANK(INDEX($C:$C,))), \"\", 'PWS Records (System Entry)'!$D$4)","v":""},{"$f":"IF(AND(ISBLANK(INDEX($G:$G,)), ISBLANK(INDEX($C:$C,))), \"\", 'PWS Records (System Entry)'!$D$3)","v":""},null,null,null,null,null,null,null,null,null,null,null,null,null,null,null,null,null,null,""]
[{"$f":"IF(AND(ISBLANK(INDEX($G:$G,)), ISBLANK(INDEX($C:$C,))), \"\", 'PWS Records (System Entry)'!$D$4)","v":""},{"$f":"IF(AND(ISBLANK(INDEX($G:$G,)), ISBLANK(INDEX($C:$C,))), \"\", 'PWS Records (System Entry)'!$D$3)","v":""},null,null,null,null,null,null,null,null,null,null,null,null,null,null,null,null,null,null,""]
[{"$f":"IF(AND(ISBLANK(INDEX($G:$G,)), ISBLANK(INDEX($C:$C,))), \"\", 'PWS Records (System Entry)'!$D$4)","v":""},{"$f":"IF(AND(ISBLANK(INDEX($G:$G,)), ISBLANK(INDEX($C:$C,))), \"\", 'PWS Records (System Entry)'!$D$3)","v":""},null,null,null,null,null,null,null,null,null,null,null,null,null,null,null,null,null,null,""]
[{"$f":"IF(AND(ISBLANK(INDEX($G:$G,)), ISBLANK(INDEX($C:$C,))), \"\", 'PWS Records (System Entry)'!$D$4)","v":""},{"$f":"IF(AND(ISBLANK(INDEX($G:$G,)), ISBLANK(INDEX($C:$C,))), \"\", 'PWS Records (System Entry)'!$D$3)","v":""},null,null,null,null,null,null,null,null,null,null,null,null,null,null,null,null,null,null,""]
[{"$f":"IF(AND(ISBLANK(INDEX($G:$G,)), ISBLANK(INDEX($C:$C,))), \"\", 'PWS Records (System Entry)'!$D$4)","v":""},{"$f":"IF(AND(ISBLANK(INDEX($G:$G,)), ISBLANK(INDEX($C:$C,))), \"\", 'PWS Records (System Entry)'!$D$3)","v":""},null,null,null,null,null,null,null,null,null,null,null,null,null,null,null,null,null,null,""]
[{"$f":"IF(AND(ISBLANK(INDEX($G:$G,)), ISBLANK(INDEX($C:$C,))), \"\", 'PWS Records (System Entry)'!$D$4)","v":""},{"$f":"IF(AND(ISBLANK(INDEX($G:$G,)), ISBLANK(INDEX($C:$C,))), \"\", 'PWS Records (System Entry)'!$D$3)","v":""},null,null,null,null,null,null,null,null,null,null,null,null,null,null,null,null,null,null,""]
[{"$f":"IF(AND(ISBLANK(INDEX($G:$G,)), ISBLANK(INDEX($C:$C,))), \"\", 'PWS Records (System Entry)'!$D$4)","v":""},{"$f":"IF(AND(ISBLANK(INDEX($G:$G,)), ISBLANK(INDEX($C:$C,))), \"\", 'PWS Records (System Entry)'!$D$3)","v":""},null,null,null,null,null,null,null,null,null,null,null,null,null,null,null,null,null,null,""]
[{"$f":"IF(AND(ISBLANK(INDEX($G:$G,)), ISBLANK(INDEX($C:$C,))), \"\", 'PWS Records (System Entry)'!$D$4)","v":""},{"$f":"IF(AND(ISBLANK(INDEX($G:$G,)), ISBLANK(INDEX($C:$C,))), \"\", 'PWS Records (System Entry)'!$D$3)","v":""},null,null,null,null,null,null,null,null,null,null,null,null,null,null,null,null,null,null,""]
[{"$f":"IF(AND(ISBLANK(INDEX($G:$G,)), ISBLANK(INDEX($C:$C,))), \"\", 'PWS Records (System Entry)'!$D$4)","v":""},{"$f":"IF(AND(ISBLANK(INDEX($G:$G,)), ISBLANK(INDEX($C:$C,))), \"\", 'PWS Records (System Entry)'!$D$3)","v":""},null,null,null,null,null,null,null,null,null,null,null,null,null,null,null,null,null,null,""]
[{"$f":"IF(AND(ISBLANK(INDEX($G:$G,)), ISBLANK(INDEX($C:$C,))), \"\", 'PWS Records (System Entry)'!$D$4)","v":""},{"$f":"IF(AND(ISBLANK(INDEX($G:$G,)), ISBLANK(INDEX($C:$C,))), \"\", 'PWS Records (System Entry)'!$D$3)","v":""},null,null,null,null,null,null,null,null,null,null,null,null,null,null,null,null,null,null,""]
[{"$f":"IF(AND(ISBLANK(INDEX($G:$G,)), ISBLANK(INDEX($C:$C,))), \"\", 'PWS Records (System Entry)'!$D$4)","v":""},{"$f":"IF(AND(ISBLANK(INDEX($G:$G,)), ISBLANK(INDEX($C:$C,))), \"\", 'PWS Records (System Entry)'!$D$3)","v":""},null,null,null,null,null,null,null,null,null,null,null,null,null,null,null,null,null,null,""]
[{"$f":"IF(AND(ISBLANK(INDEX($G:$G,)), ISBLANK(INDEX($C:$C,))), \"\", 'PWS Records (System Entry)'!$D$4)","v":""},{"$f":"IF(AND(ISBLANK(INDEX($G:$G,)), ISBLANK(INDEX($C:$C,))), \"\", 'PWS Records (System Entry)'!$D$3)","v":""},null,null,null,null,null,null,null,null,null,null,null,null,null,null,null,null,null,null,""]
[{"$f":"IF(AND(ISBLANK(INDEX($G:$G,)), ISBLANK(INDEX($C:$C,))), \"\", 'PWS Records (System Entry)'!$D$4)","v":""},{"$f":"IF(AND(ISBLANK(INDEX($G:$G,)), ISBLANK(INDEX($C:$C,))), \"\", 'PWS Records (System Entry)'!$D$3)","v":""},null,null,null,null,null,null,null,null,null,null,null,null,null,null,null,null,null,null,""]
[{"$f":"IF(AND(ISBLANK(INDEX($G:$G,)), ISBLANK(INDEX($C:$C,))), \"\", 'PWS Records (System Entry)'!$D$4)","v":""},{"$f":"IF(AND(ISBLANK(INDEX($G:$G,)), ISBLANK(INDEX($C:$C,))), \"\", 'PWS Records (System Entry)'!$D$3)","v":""},null,null,null,null,null,null,null,null,null,null,null,null,null,null,null,null,null,null,""]
[{"$f":"IF(AND(ISBLANK(INDEX($G:$G,)), ISBLANK(INDEX($C:$C,))), \"\", 'PWS Records (System Entry)'!$D$4)","v":""},{"$f":"IF(AND(ISBLANK(INDEX($G:$G,)), ISBLANK(INDEX($C:$C,))), \"\", 'PWS Records (System Entry)'!$D$3)","v":""},null,null,null,null,null,null,null,null,null,null,null,null,null,null,null,null,null,null,""]
[{"$f":"IF(AND(ISBLANK(INDEX($G:$G,)), ISBLANK(INDEX($C:$C,))), \"\", 'PWS Records (System Entry)'!$D$4)","v":""},{"$f":"IF(AND(ISBLANK(INDEX($G:$G,)), ISBLANK(INDEX($C:$C,))), \"\", 'PWS Records (System Entry)'!$D$3)","v":""},null,null,null,null,null,null,null,null,null,null,null,null,null,null,null,null,null,null,""]
[{"$f":"IF(AND(ISBLANK(INDEX($G:$G,)), ISBLANK(INDEX($C:$C,))), \"\", 'PWS Records (System Entry)'!$D$4)","v":""},{"$f":"IF(AND(ISBLANK(INDEX($G:$G,)), ISBLANK(INDEX($C:$C,))), \"\", 'PWS Records (System Entry)'!$D$3)","v":""},null,null,null,null,null,null,null,null,null,null,null,null,null,null,null,null,null,null,""]
[{"$f":"IF(AND(ISBLANK(INDEX($G:$G,)), ISBLANK(INDEX($C:$C,))), \"\", 'PWS Records (System Entry)'!$D$4)","v":""},{"$f":"IF(AND(ISBLANK(INDEX($G:$G,)), ISBLANK(INDEX($C:$C,))), \"\", 'PWS Records (System Entry)'!$D$3)","v":""},null,null,null,null,null,null,null,null,null,null,null,null,null,null,null,null,null,null,""]
[{"$f":"IF(AND(ISBLANK(INDEX($G:$G,)), ISBLANK(INDEX($C:$C,))), \"\", 'PWS Records (System Entry)'!$D$4)","v":""},{"$f":"IF(AND(ISBLANK(INDEX($G:$G,)), ISBLANK(INDEX($C:$C,))), \"\", 'PWS Records (System Entry)'!$D$3)","v":""},null,null,null,null,null,null,null,null,null,null,null,null,null,null,null,null,null,null,""]
[{"$f":"IF(AND(ISBLANK(INDEX($G:$G,)), ISBLANK(INDEX($C:$C,))), \"\", 'PWS Records (System Entry)'!$D$4)","v":""},{"$f":"IF(AND(ISBLANK(INDEX($G:$G,)), ISBLANK(INDEX($C:$C,))), \"\", 'PWS Records (System Entry)'!$D$3)","v":""},null,null,null,null,null,null,null,null,null,null,null,null,null,null,null,null,null,null,""]
[{"$f":"IF(AND(ISBLANK(INDEX($G:$G,)), ISBLANK(INDEX($C:$C,))), \"\", 'PWS Records (System Entry)'!$D$4)","v":""},{"$f":"IF(AND(ISBLANK(INDEX($G:$G,)), ISBLANK(INDEX($C:$C,))), \"\", 'PWS Records (System Entry)'!$D$3)","v":""},null,null,null,null,null,null,null,null,null,null,null,null,null,null,null,null,null,null,""]
[{"$f":"IF(AND(ISBLANK(INDEX($G:$G,)), ISBLANK(INDEX($C:$C,))), \"\", 'PWS Records (System Entry)'!$D$4)","v":""},{"$f":"IF(AND(ISBLANK(INDEX($G:$G,)), ISBLANK(INDEX($C:$C,))), \"\", 'PWS Records (System Entry)'!$D$3)","v":""},null,null,null,null,null,null,null,null,null,null,null,null,null,null,null,null,null,null,""]
[{"$f":"IF(AND(ISBLANK(INDEX($G:$G,)), ISBLANK(INDEX($C:$C,))), \"\", 'PWS Records (System Entry)'!$D$4)","v":""},{"$f":"IF(AND(ISBLANK(INDEX($G:$G,)), ISBLANK(INDEX($C:$C,))), \"\", 'PWS Records (System Entry)'!$D$3)","v":""},null,null,null,null,null,null,null,null,null,null,null,null,null,null,null,null,null,null,""]
[{"$f":"IF(AND(ISBLANK(INDEX($G:$G,)), ISBLANK(INDEX($C:$C,))), \"\", 'PWS Records (System Entry)'!$D$4)","v":""},{"$f":"IF(AND(ISBLANK(INDEX($G:$G,)), ISBLANK(INDEX($C:$C,))), \"\", 'PWS Records (System Entry)'!$D$3)","v":""},null,null,null,null,null,null,null,null,null,null,null,null,null,null,null,null,null,null,""]
[{"$f":"IF(AND(ISBLANK(INDEX($G:$G,)), ISBLANK(INDEX($C:$C,))), \"\", 'PWS Records (System Entry)'!$D$4)","v":""},{"$f":"IF(AND(ISBLANK(INDEX($G:$G,)), ISBLANK(INDEX($C:$C,))), \"\", 'PWS Records (System Entry)'!$D$3)","v":""},null,null,null,null,null,null,null,null,null,null,null,null,null,null,null,null,null,null,""]
[{"$f":"IF(AND(ISBLANK(INDEX($G:$G,)), ISBLANK(INDEX($C:$C,))), \"\", 'PWS Records (System Entry)'!$D$4)","v":""},{"$f":"IF(AND(ISBLANK(INDEX($G:$G,)), ISBLANK(INDEX($C:$C,))), \"\", 'PWS Records (System Entry)'!$D$3)","v":""},null,null,null,null,null,null,null,null,null,null,null,null,null,null,null,null,null,null,""]
[{"$f":"IF(AND(ISBLANK(INDEX($G:$G,)), ISBLANK(INDEX($C:$C,))), \"\", 'PWS Records (System Entry)'!$D$4)","v":""},{"$f":"IF(AND(ISBLANK(INDEX($G:$G,)), ISBLANK(INDEX($C:$C,))), \"\", 'PWS Records (System Entry)'!$D$3)","v":""},null,null,null,null,null,null,null,null,null,null,null,null,null,null,null,null,null,null,""]
[{"$f":"IF(AND(ISBLANK(INDEX($G:$G,)), ISBLANK(INDEX($C:$C,))), \"\", 'PWS Records (System Entry)'!$D$4)","v":""},{"$f":"IF(AND(ISBLANK(INDEX($G:$G,)), ISBLANK(INDEX($C:$C,))), \"\", 'PWS Records (System Entry)'!$D$3)","v":""},null,null,null,null,null,null,null,null,null,null,null,null,null,null,null,null,null,null,""]
[{"$f":"IF(AND(ISBLANK(INDEX($G:$G,)), ISBLANK(INDEX($C:$C,))), \"\", 'PWS Records (System Entry)'!$D$4)","v":""},{"$f":"IF(AND(ISBLANK(INDEX($G:$G,)), ISBLANK(INDEX($C:$C,))), \"\", 'PWS Records (System Entry)'!$D$3)","v":""},null,null,null,null,null,null,null,null,null,null,null,null,null,null,null,null,null,null,""]
[{"$f":"IF(AND(ISBLANK(INDEX($G:$G,)), ISBLANK(INDEX($C:$C,))), \"\", 'PWS Records (System Entry)'!$D$4)","v":""},{"$f":"IF(AND(ISBLANK(INDEX($G:$G,)), ISBLANK(INDEX($C:$C,))), \"\", 'PWS Records (System Entry)'!$D$3)","v":""},null,null,null,null,null,null,null,null,null,null,null,null,null,null,null,null,null,null,""]
[{"$f":"IF(AND(ISBLANK(INDEX($G:$G,)), ISBLANK(INDEX($C:$C,))), \"\", 'PWS Records (System Entry)'!$D$4)","v":""},{"$f":"IF(AND(ISBLANK(INDEX($G:$G,)), ISBLANK(INDEX($C:$C,))), \"\", 'PWS Records (System Entry)'!$D$3)","v":""},null,null,null,null,null,null,null,null,null,null,null,null,null,null,null,null,null,null,""]
[{"$f":"IF(AND(ISBLANK(INDEX($G:$G,)), ISBLANK(INDEX($C:$C,))), \"\", 'PWS Records (System Entry)'!$D$4)","v":""},{"$f":"IF(AND(ISBLANK(INDEX($G:$G,)), ISBLANK(INDEX($C:$C,))), \"\", 'PWS Records (System Entry)'!$D$3)","v":""},null,null,null,null,null,null,null,null,null,null,null,null,null,null,null,null,null,null,""]
[{"$f":"IF(AND(ISBLANK(INDEX($G:$G,)), ISBLANK(INDEX($C:$C,))), \"\", 'PWS Records (System Entry)'!$D$4)","v":""},{"$f":"IF(AND(ISBLANK(INDEX($G:$G,)), ISBLANK(INDEX($C:$C,))), \"\", 'PWS Records (System Entry)'!$D$3)","v":""},null,null,null,null,null,null,null,null,null,null,null,null,null,null,null,null,null,null,""]
[{"$f":"IF(AND(ISBLANK(INDEX($G:$G,)), ISBLANK(INDEX($C:$C,))), \"\", 'PWS Records (System Entry)'!$D$4)","v":""},{"$f":"IF(AND(ISBLANK(INDEX($G:$G,)), ISBLANK(INDEX($C:$C,))), \"\", 'PWS Records (System Entry)'!$D$3)","v":""},null,null,null,null,null,null,null,null,null,null,null,null,null,null,null,null,null,null,""]
[{"$f":"IF(AND(ISBLANK(INDEX($G:$G,)), ISBLANK(INDEX($C:$C,))), \"\", 'PWS Records (System Entry)'!$D$4)","v":""},{"$f":"IF(AND(ISBLANK(INDEX($G:$G,)), ISBLANK(INDEX($C:$C,))), \"\", 'PWS Records (System Entry)'!$D$3)","v":""},null,null,null,null,null,null,null,null,null,null,null,null,null,null,null,null,null,null,""]
[{"$f":"IF(AND(ISBLANK(INDEX($G:$G,)), ISBLANK(INDEX($C:$C,))), \"\", 'PWS Records (System Entry)'!$D$4)","v":""},{"$f":"IF(AND(ISBLANK(INDEX($G:$G,)), ISBLANK(INDEX($C:$C,))), \"\", 'PWS Records (System Entry)'!$D$3)","v":""},null,null,null,null,null,null,null,null,null,null,null,null,null,null,null,null,null,null,""]
[{"$f":"IF(AND(ISBLANK(INDEX($G:$G,)), ISBLANK(INDEX($C:$C,))), \"\", 'PWS Records (System Entry)'!$D$4)","v":""},{"$f":"IF(AND(ISBLANK(INDEX($G:$G,)), ISBLANK(INDEX($C:$C,))), \"\", 'PWS Records (System Entry)'!$D$3)","v":""},null,null,null,null,null,null,null,null,null,null,null,null,null,null,null,null,null,null,""]
[{"$f":"IF(AND(ISBLANK(INDEX($G:$G,)), ISBLANK(INDEX($C:$C,))), \"\", 'PWS Records (System Entry)'!$D$4)","v":""},{"$f":"IF(AND(ISBLANK(INDEX($G:$G,)), ISBLANK(INDEX($C:$C,))), \"\", 'PWS Records (System Entry)'!$D$3)","v":""},null,null,null,null,null,null,null,null,null,null,null,null,null,null,null,null,null,null,""]
[{"$f":"IF(AND(ISBLANK(INDEX($G:$G,)), ISBLANK(INDEX($C:$C,))), \"\", 'PWS Records (System Entry)'!$D$4)","v":""},{"$f":"IF(AND(ISBLANK(INDEX($G:$G,)), ISBLANK(INDEX($C:$C,))), \"\", 'PWS Records (System Entry)'!$D$3)","v":""},null,null,null,null,null,null,null,null,null,null,null,null,null,null,null,null,null,null,""]
[{"$f":"IF(AND(ISBLANK(INDEX($G:$G,)), ISBLANK(INDEX($C:$C,))), \"\", 'PWS Records (System Entry)'!$D$4)","v":""},{"$f":"IF(AND(ISBLANK(INDEX($G:$G,)), ISBLANK(INDEX($C:$C,))), \"\", 'PWS Records (System Entry)'!$D$3)","v":""},null,null,null,null,null,null,null,null,null,null,null,null,null,null,null,null,null,null,""]
[{"$f":"IF(AND(ISBLANK(INDEX($G:$G,)), ISBLANK(INDEX($C:$C,))), \"\", 'PWS Records (System Entry)'!$D$4)","v":""},{"$f":"IF(AND(ISBLANK(INDEX($G:$G,)), ISBLANK(INDEX($C:$C,))), \"\", 'PWS Records (System Entry)'!$D$3)","v":""},null,null,null,null,null,null,null,null,null,null,null,null,null,null,null,null,null,null,""]
[{"$f":"IF(AND(ISBLANK(INDEX($G:$G,)), ISBLANK(INDEX($C:$C,))), \"\", 'PWS Records (System Entry)'!$D$4)","v":""},{"$f":"IF(AND(ISBLANK(INDEX($G:$G,)), ISBLANK(INDEX($C:$C,))), \"\", 'PWS Records (System Entry)'!$D$3)","v":""},null,null,null,null,null,null,null,null,null,null,null,null,null,null,null,null,null,null,""]
[{"$f":"IF(AND(ISBLANK(INDEX($G:$G,)), ISBLANK(INDEX($C:$C,))), \"\", 'PWS Records (System Entry)'!$D$4)","v":""},{"$f":"IF(AND(ISBLANK(INDEX($G:$G,)), ISBLANK(INDEX($C:$C,))), \"\", 'PWS Records (System Entry)'!$D$3)","v":""},null,null,null,null,null,null,null,null,null,null,null,null,null,null,null,null,null,null,""]
[{"$f":"IF(AND(ISBLANK(INDEX($G:$G,)), ISBLANK(INDEX($C:$C,))), \"\", 'PWS Records (System Entry)'!$D$4)","v":""},{"$f":"IF(AND(ISBLANK(INDEX($G:$G,)), ISBLANK(INDEX($C:$C,))), \"\", 'PWS Records (System Entry)'!$D$3)","v":""},null,null,null,null,null,null,null,null,null,null,null,null,null,null,null,null,null,null,""]
[{"$f":"IF(AND(ISBLANK(INDEX($G:$G,)), ISBLANK(INDEX($C:$C,))), \"\", 'PWS Records (System Entry)'!$D$4)","v":""},{"$f":"IF(AND(ISBLANK(INDEX($G:$G,)), ISBLANK(INDEX($C:$C,))), \"\", 'PWS Records (System Entry)'!$D$3)","v":""},null,null,null,null,null,null,null,null,null,null,null,null,null,null,null,null,null,null,""]
[{"$f":"IF(AND(ISBLANK(INDEX($G:$G,)), ISBLANK(INDEX($C:$C,))), \"\", 'PWS Records (System Entry)'!$D$4)","v":""},{"$f":"IF(AND(ISBLANK(INDEX($G:$G,)), ISBLANK(INDEX($C:$C,))), \"\", 'PWS Records (System Entry)'!$D$3)","v":""},null,null,null,null,null,null,null,null,null,null,null,null,null,null,null,null,null,null,""]
[{"$f":"IF(AND(ISBLANK(INDEX($G:$G,)), ISBLANK(INDEX($C:$C,))), \"\", 'PWS Records (System Entry)'!$D$4)","v":""},{"$f":"IF(AND(ISBLANK(INDEX($G:$G,)), ISBLANK(INDEX($C:$C,))), \"\", 'PWS Records (System Entry)'!$D$3)","v":""},null,null,null,null,null,null,null,null,null,null,null,null,null,null,null,null,null,null,""]
[{"$f":"IF(AND(ISBLANK(INDEX($G:$G,)), ISBLANK(INDEX($C:$C,))), \"\", 'PWS Records (System Entry)'!$D$4)","v":""},{"$f":"IF(AND(ISBLANK(INDEX($G:$G,)), ISBLANK(INDEX($C:$C,))), \"\", 'PWS Records (System Entry)'!$D$3)","v":""},null,null,null,null,null,null,null,null,null,null,null,null,null,null,null,null,null,null,""]
[{"$f":"IF(AND(ISBLANK(INDEX($G:$G,)), ISBLANK(INDEX($C:$C,))), \"\", 'PWS Records (System Entry)'!$D$4)","v":""},{"$f":"IF(AND(ISBLANK(INDEX($G:$G,)), ISBLANK(INDEX($C:$C,))), \"\", 'PWS Records (System Entry)'!$D$3)","v":""},null,null,null,null,null,null,null,null,null,null,null,null,null,null,null,null,null,null,""]
[{"$f":"IF(AND(ISBLANK(INDEX($G:$G,)), ISBLANK(INDEX($C:$C,))), \"\", 'PWS Records (System Entry)'!$D$4)","v":""},{"$f":"IF(AND(ISBLANK(INDEX($G:$G,)), ISBLANK(INDEX($C:$C,))), \"\", 'PWS Records (System Entry)'!$D$3)","v":""},null,null,null,null,null,null,null,null,null,null,null,null,null,null,null,null,null,null,""]
[{"$f":"IF(AND(ISBLANK(INDEX($G:$G,)), ISBLANK(INDEX($C:$C,))), \"\", 'PWS Records (System Entry)'!$D$4)","v":""},{"$f":"IF(AND(ISBLANK(INDEX($G:$G,)), ISBLANK(INDEX($C:$C,))), \"\", 'PWS Records (System Entry)'!$D$3)","v":""},null,null,null,null,null,null,null,null,null,null,null,null,null,null,null,null,null,null,""]
[{"$f":"IF(AND(ISBLANK(INDEX($G:$G,)), ISBLANK(INDEX($C:$C,))), \"\", 'PWS Records (System Entry)'!$D$4)","v":""},{"$f":"IF(AND(ISBLANK(INDEX($G:$G,)), ISBLANK(INDEX($C:$C,))), \"\", 'PWS Records (System Entry)'!$D$3)","v":""},null,null,null,null,null,null,null,null,null,null,null,null,null,null,null,null,null,null,""]
[{"$f":"IF(AND(ISBLANK(INDEX($G:$G,)), ISBLANK(INDEX($C:$C,))), \"\", 'PWS Records (System Entry)'!$D$4)","v":""},{"$f":"IF(AND(ISBLANK(INDEX($G:$G,)), ISBLANK(INDEX($C:$C,))), \"\", 'PWS Records (System Entry)'!$D$3)","v":""},null,null,null,null,null,null,null,null,null,null,null,null,null,null,null,null,null,null,""]
[{"$f":"IF(AND(ISBLANK(INDEX($G:$G,)), ISBLANK(INDEX($C:$C,))), \"\", 'PWS Records (System Entry)'!$D$4)","v":""},{"$f":"IF(AND(ISBLANK(INDEX($G:$G,)), ISBLANK(INDEX($C:$C,))), \"\", 'PWS Records (System Entry)'!$D$3)","v":""},null,null,null,null,null,null,null,null,null,null,null,null,null,null,null,null,null,null,""]
[{"$f":"IF(AND(ISBLANK(INDEX($G:$G,)), ISBLANK(INDEX($C:$C,))), \"\", 'PWS Records (System Entry)'!$D$4)","v":""},{"$f":"IF(AND(ISBLANK(INDEX($G:$G,)), ISBLANK(INDEX($C:$C,))), \"\", 'PWS Records (System Entry)'!$D$3)","v":""},null,null,null,null,null,null,null,null,null,null,null,null,null,null,null,null,null,null,""]
[{"$f":"IF(AND(ISBLANK(INDEX($G:$G,)), ISBLANK(INDEX($C:$C,))), \"\", 'PWS Records (System Entry)'!$D$4)","v":""},{"$f":"IF(AND(ISBLANK(INDEX($G:$G,)), ISBLANK(INDEX($C:$C,))), \"\", 'PWS Records (System Entry)'!$D$3)","v":""},null,null,null,null,null,null,null,null,null,null,null,null,null,null,null,null,null,null,""]
[{"$f":"IF(AND(ISBLANK(INDEX($G:$G,)), ISBLANK(INDEX($C:$C,))), \"\", 'PWS Records (System Entry)'!$D$4)","v":""},{"$f":"IF(AND(ISBLANK(INDEX($G:$G,)), ISBLANK(INDEX($C:$C,))), \"\", 'PWS Records (System Entry)'!$D$3)","v":""},null,null,null,null,null,null,null,null,null,null,null,null,null,null,null,null,null,null,""]
[{"$f":"IF(AND(ISBLANK(INDEX($G:$G,)), ISBLANK(INDEX($C:$C,))), \"\", 'PWS Records (System Entry)'!$D$4)","v":""},{"$f":"IF(AND(ISBLANK(INDEX($G:$G,)), ISBLANK(INDEX($C:$C,))), \"\", 'PWS Records (System Entry)'!$D$3)","v":""},null,null,null,null,null,null,null,null,null,null,null,null,null,null,null,null,null,null,""]
[{"$f":"IF(AND(ISBLANK(INDEX($G:$G,)), ISBLANK(INDEX($C:$C,))), \"\", 'PWS Records (System Entry)'!$D$4)","v":""},{"$f":"IF(AND(ISBLANK(INDEX($G:$G,)), ISBLANK(INDEX($C:$C,))), \"\", 'PWS Records (System Entry)'!$D$3)","v":""},null,null,null,null,null,null,null,null,null,null,null,null,null,null,null,null,null,null,""]
[{"$f":"IF(AND(ISBLANK(INDEX($G:$G,)), ISBLANK(INDEX($C:$C,))), \"\", 'PWS Records (System Entry)'!$D$4)","v":""},{"$f":"IF(AND(ISBLANK(INDEX($G:$G,)), ISBLANK(INDEX($C:$C,))), \"\", 'PWS Records (System Entry)'!$D$3)","v":""},null,null,null,null,null,null,null,null,null,null,null,null,null,null,null,null,null,null,""]
[{"$f":"IF(AND(ISBLANK(INDEX($G:$G,)), ISBLANK(INDEX($C:$C,))), \"\", 'PWS Records (System Entry)'!$D$4)","v":""},{"$f":"IF(AND(ISBLANK(INDEX($G:$G,)), ISBLANK(INDEX($C:$C,))), \"\", 'PWS Records (System Entry)'!$D$3)","v":""},null,null,null,null,null,null,null,null,null,null,null,null,null,null,null,null,null,null,""]
[{"$f":"IF(AND(ISBLANK(INDEX($G:$G,)), ISBLANK(INDEX($C:$C,))), \"\", 'PWS Records (System Entry)'!$D$4)","v":""},{"$f":"IF(AND(ISBLANK(INDEX($G:$G,)), ISBLANK(INDEX($C:$C,))), \"\", 'PWS Records (System Entry)'!$D$3)","v":""},null,null,null,null,null,null,null,null,null,null,null,null,null,null,null,null,null,null,""]
[{"$f":"IF(AND(ISBLANK(INDEX($G:$G,)), ISBLANK(INDEX($C:$C,))), \"\", 'PWS Records (System Entry)'!$D$4)","v":""},{"$f":"IF(AND(ISBLANK(INDEX($G:$G,)), ISBLANK(INDEX($C:$C,))), \"\", 'PWS Records (System Entry)'!$D$3)","v":""},null,null,null,null,null,null,null,null,null,null,null,null,null,null,null,null,null,null,""]
[{"$f":"IF(AND(ISBLANK(INDEX($G:$G,)), ISBLANK(INDEX($C:$C,))), \"\", 'PWS Records (System Entry)'!$D$4)","v":""},{"$f":"IF(AND(ISBLANK(INDEX($G:$G,)), ISBLANK(INDEX($C:$C,))), \"\", 'PWS Records (System Entry)'!$D$3)","v":""},null,null,null,null,null,null,null,null,null,null,null,null,null,null,null,null,null,null,""]
[{"$f":"IF(AND(ISBLANK(INDEX($G:$G,)), ISBLANK(INDEX($C:$C,))), \"\", 'PWS Records (System Entry)'!$D$4)","v":""},{"$f":"IF(AND(ISBLANK(INDEX($G:$G,)), ISBLANK(INDEX($C:$C,))), \"\", 'PWS Records (System Entry)'!$D$3)","v":""},null,null,null,null,null,null,null,null,null,null,null,null,null,null,null,null,null,null,""]
[{"$f":"IF(AND(ISBLANK(INDEX($G:$G,)), ISBLANK(INDEX($C:$C,))), \"\", 'PWS Records (System Entry)'!$D$4)","v":""},{"$f":"IF(AND(ISBLANK(INDEX($G:$G,)), ISBLANK(INDEX($C:$C,))), \"\", 'PWS Records (System Entry)'!$D$3)","v":""},null,null,null,null,null,null,null,null,null,null,null,null,null,null,null,null,null,null,""]
[{"$f":"IF(AND(ISBLANK(INDEX($G:$G,)), ISBLANK(INDEX($C:$C,))), \"\", 'PWS Records (System Entry)'!$D$4)","v":""},{"$f":"IF(AND(ISBLANK(INDEX($G:$G,)), ISBLANK(INDEX($C:$C,))), \"\", 'PWS Records (System Entry)'!$D$3)","v":""},null,null,null,null,null,null,null,null,null,null,null,null,null,null,null,null,null,null,""]
[{"$f":"IF(AND(ISBLANK(INDEX($G:$G,)), ISBLANK(INDEX($C:$C,))), \"\", 'PWS Records (System Entry)'!$D$4)","v":""},{"$f":"IF(AND(ISBLANK(INDEX($G:$G,)), ISBLANK(INDEX($C:$C,))), \"\", 'PWS Records (System Entry)'!$D$3)","v":""},null,null,null,null,null,null,null,null,null,null,null,null,null,null,null,null,null,null,""]
[{"$f":"IF(AND(ISBLANK(INDEX($G:$G,)), ISBLANK(INDEX($C:$C,))), \"\", 'PWS Records (System Entry)'!$D$4)","v":""},{"$f":"IF(AND(ISBLANK(INDEX($G:$G,)), ISBLANK(INDEX($C:$C,))), \"\", 'PWS Records (System Entry)'!$D$3)","v":""},null,null,null,null,null,null,null,null,null,null,null,null,null,null,null,null,null,null,""]
[{"$f":"IF(AND(ISBLANK(INDEX($G:$G,)), ISBLANK(INDEX($C:$C,))), \"\", 'PWS Records (System Entry)'!$D$4)","v":""},{"$f":"IF(AND(ISBLANK(INDEX($G:$G,)), ISBLANK(INDEX($C:$C,))), \"\", 'PWS Records (System Entry)'!$D$3)","v":""},null,null,null,null,null,null,null,null,null,null,null,null,null,null,null,null,null,null,{"$f":"IF(AND(INDEX($K:$K,)=\"\", INDEX($L:$L,)=\"\", INDEX($M:$M,)=\"\", INDEX($Q:$Q,)=\"\", INDEX($R:$R,)=\"\"), \"\", IF(OR(INDEX($K:$K,)=\"Lead\",INDEX($Q:$Q,)=\"Lead\"),\"Lead\",IF(OR(AND(OR(INDEX($M:$M,)=\"Yes\", INDEX($M:$M,)=\"Don't Know\", INDEX($M:$M,)=\"\"), INDEX($Q:$Q,)=\"Galvanized Iron/Steel\"), AND(INDEX($K:$K,)=\"Unknown\", INDEX($M:$M,)=\"No\", INDEX($Q:$Q,)=\"Galvanized Iron/Steel\")), \"Galvanized Requiring Replacement\", IF(OR(AND(OR(INDEX($K:$K,)=\"Galvanized Iron/Steel\", INDEX($K:$K,)=\"Non-Lead - Copper\", INDEX($K:$K,)=\"Non-Lead - Plastic\", INDEX($K:$K,)=\"Non-Lead - Other\", INDEX($K:$K,)=\"Non-Lead - Material Unknown\", INDEX($K:$K,)=\"No System Owned Portion\"), OR(INDEX($Q:$Q,)=\"Galvanized Iron/Steel\", INDEX($Q:$Q,)=\"Non-Lead - Copper\", INDEX($Q:$Q,)=\"Non-Lead - Plastic\", INDEX($Q:$Q,)=\"Non-Lead - Other\", INDEX($Q:$Q,)=\"Non-Lead - Predictive Model\", INDEX($Q:$Q,)=\"No Customer Owned Portion\")), AND(OR( INDEX($K:$K,)=\"Galvanized Iron/Steel\", INDEX($K:$K,)=\"Non-Lead - Copper\", INDEX($K:$K,)=\"Non-Lead - Plastic\", INDEX($K:$K,)=\"Non-Lead - Other\", INDEX($K:$K,)=\"Non-Lead - Material Unknown\", INDEX($K:$K,)=\"No System Owned Portion\"), INDEX($M:$M,)=\"No\", INDEX($Q:$Q,)=\"Non-Lead - Material Unknown\")), \"Non-Lead\", \"Lead Status Unknown\"))))","v":""}]
[{"$f":"IF(AND(ISBLANK(INDEX($G:$G,)), ISBLANK(INDEX($C:$C,))), \"\", 'PWS Records (System Entry)'!$D$4)","v":""},{"$f":"IF(AND(ISBLANK(INDEX($G:$G,)), ISBLANK(INDEX($C:$C,))), \"\", 'PWS Records (System Entry)'!$D$3)","v":""},null,null,null,null,null,null,null,null,null,null,null,null,null,null,null,null,null,null,""]
[{"$f":"IF(AND(ISBLANK(INDEX($G:$G,)), ISBLANK(INDEX($C:$C,))), \"\", 'PWS Records (System Entry)'!$D$4)","v":""},{"$f":"IF(AND(ISBLANK(INDEX($G:$G,)), ISBLANK(INDEX($C:$C,))), \"\", 'PWS Records (System Entry)'!$D$3)","v":""},null,null,null,null,null,null,null,null,null,null,null,null,null,null,null,null,null,null,""]
[{"$f":"IF(AND(ISBLANK(INDEX($G:$G,)), ISBLANK(INDEX($C:$C,))), \"\", 'PWS Records (System Entry)'!$D$4)","v":""},{"$f":"IF(AND(ISBLANK(INDEX($G:$G,)), ISBLANK(INDEX($C:$C,))), \"\", 'PWS Records (System Entry)'!$D$3)","v":""},null,null,null,null,null,null,null,null,null,null,null,null,null,null,null,null,null,null,""]
[{"$f":"IF(AND(ISBLANK(INDEX($G:$G,)), ISBLANK(INDEX($C:$C,))), \"\", 'PWS Records (System Entry)'!$D$4)","v":""},{"$f":"IF(AND(ISBLANK(INDEX($G:$G,)), ISBLANK(INDEX($C:$C,))), \"\", 'PWS Records (System Entry)'!$D$3)","v":""},null,null,null,null,null,null,null,null,null,null,null,null,null,null,null,null,null,null,""]
[{"$f":"IF(AND(ISBLANK(INDEX($G:$G,)), ISBLANK(INDEX($C:$C,))), \"\", 'PWS Records (System Entry)'!$D$4)","v":""},{"$f":"IF(AND(ISBLANK(INDEX($G:$G,)), ISBLANK(INDEX($C:$C,))), \"\", 'PWS Records (System Entry)'!$D$3)","v":""},null,null,null,null,null,null,null,null,null,null,null,null,null,null,null,null,null,null,""]
[{"$f":"IF(AND(ISBLANK(INDEX($G:$G,)), ISBLANK(INDEX($C:$C,))), \"\", 'PWS Records (System Entry)'!$D$4)","v":""},{"$f":"IF(AND(ISBLANK(INDEX($G:$G,)), ISBLANK(INDEX($C:$C,))), \"\", 'PWS Records (System Entry)'!$D$3)","v":""},null,null,null,null,null,null,null,null,null,null,null,null,null,null,null,null,null,null,""]
[{"$f":"IF(AND(ISBLANK(INDEX($G:$G,)), ISBLANK(INDEX($C:$C,))), \"\", 'PWS Records (System Entry)'!$D$4)","v":""},{"$f":"IF(AND(ISBLANK(INDEX($G:$G,)), ISBLANK(INDEX($C:$C,))), \"\", 'PWS Records (System Entry)'!$D$3)","v":""},null,null,null,null,null,null,null,null,null,null,null,null,null,null,null,null,null,null,""]
[{"$f":"IF(AND(ISBLANK(INDEX($G:$G,)), ISBLANK(INDEX($C:$C,))), \"\", 'PWS Records (System Entry)'!$D$4)","v":""},{"$f":"IF(AND(ISBLANK(INDEX($G:$G,)), ISBLANK(INDEX($C:$C,))), \"\", 'PWS Records (System Entry)'!$D$3)","v":""},null,null,null,null,null,null,null,null,null,null,null,null,null,null,null,null,null,null,""]
[{"$f":"IF(AND(ISBLANK(INDEX($G:$G,)), ISBLANK(INDEX($C:$C,))), \"\", 'PWS Records (System Entry)'!$D$4)","v":""},{"$f":"IF(AND(ISBLANK(INDEX($G:$G,)), ISBLANK(INDEX($C:$C,))), \"\", 'PWS Records (System Entry)'!$D$3)","v":""},null,null,null,null,null,null,null,null,null,null,null,null,null,null,null,null,null,null,""]
[{"$f":"IF(AND(ISBLANK(INDEX($G:$G,)), ISBLANK(INDEX($C:$C,))), \"\", 'PWS Records (System Entry)'!$D$4)","v":""},{"$f":"IF(AND(ISBLANK(INDEX($G:$G,)), ISBLANK(INDEX($C:$C,))), \"\", 'PWS Records (System Entry)'!$D$3)","v":""},null,null,null,null,null,null,null,null,null,null,null,null,null,null,null,null,null,null,""]
[{"$f":"IF(AND(ISBLANK(INDEX($G:$G,)), ISBLANK(INDEX($C:$C,))), \"\", 'PWS Records (System Entry)'!$D$4)","v":""},{"$f":"IF(AND(ISBLANK(INDEX($G:$G,)), ISBLANK(INDEX($C:$C,))), \"\", 'PWS Records (System Entry)'!$D$3)","v":""},null,null,null,null,null,null,null,null,null,null,null,null,null,null,null,null,null,null,""]
[{"$f":"IF(AND(ISBLANK(INDEX($G:$G,)), ISBLANK(INDEX($C:$C,))), \"\", 'PWS Records (System Entry)'!$D$4)","v":""},{"$f":"IF(AND(ISBLANK(INDEX($G:$G,)), ISBLANK(INDEX($C:$C,))), \"\", 'PWS Records (System Entry)'!$D$3)","v":""},null,null,null,null,null,null,null,null,null,null,null,null,null,null,null,null,null,null,""]
[{"$f":"IF(AND(ISBLANK(INDEX($G:$G,)), ISBLANK(INDEX($C:$C,))), \"\", 'PWS Records (System Entry)'!$D$4)","v":""},{"$f":"IF(AND(ISBLANK(INDEX($G:$G,)), ISBLANK(INDEX($C:$C,))), \"\", 'PWS Records (System Entry)'!$D$3)","v":""},null,null,null,null,null,null,null,null,null,null,null,null,null,null,null,null,null,null,""]
[{"$f":"IF(AND(ISBLANK(INDEX($G:$G,)), ISBLANK(INDEX($C:$C,))), \"\", 'PWS Records (System Entry)'!$D$4)","v":""},{"$f":"IF(AND(ISBLANK(INDEX($G:$G,)), ISBLANK(INDEX($C:$C,))), \"\", 'PWS Records (System Entry)'!$D$3)","v":""},null,null,null,null,null,null,null,null,null,null,null,null,null,null,null,null,null,null,""]
[{"$f":"IF(AND(ISBLANK(INDEX($G:$G,)), ISBLANK(INDEX($C:$C,))), \"\", 'PWS Records (System Entry)'!$D$4)","v":""},{"$f":"IF(AND(ISBLANK(INDEX($G:$G,)), ISBLANK(INDEX($C:$C,))), \"\", 'PWS Records (System Entry)'!$D$3)","v":""},null,null,null,null,null,null,null,null,null,null,null,null,null,null,null,null,null,null,""]
[{"$f":"IF(AND(ISBLANK(INDEX($G:$G,)), ISBLANK(INDEX($C:$C,))), \"\", 'PWS Records (System Entry)'!$D$4)","v":""},{"$f":"IF(AND(ISBLANK(INDEX($G:$G,)), ISBLANK(INDEX($C:$C,))), \"\", 'PWS Records (System Entry)'!$D$3)","v":""},null,null,null,null,null,null,null,null,null,null,null,null,null,null,null,null,null,null,""]
[{"$f":"IF(AND(ISBLANK(INDEX($G:$G,)), ISBLANK(INDEX($C:$C,))), \"\", 'PWS Records (System Entry)'!$D$4)","v":""},{"$f":"IF(AND(ISBLANK(INDEX($G:$G,)), ISBLANK(INDEX($C:$C,))), \"\", 'PWS Records (System Entry)'!$D$3)","v":""},null,null,null,null,null,null,null,null,null,null,null,null,null,null,null,null,null,null,""]
[{"$f":"IF(AND(ISBLANK(INDEX($G:$G,)), ISBLANK(INDEX($C:$C,))), \"\", 'PWS Records (System Entry)'!$D$4)","v":""},{"$f":"IF(AND(ISBLANK(INDEX($G:$G,)), ISBLANK(INDEX($C:$C,))), \"\", 'PWS Records (System Entry)'!$D$3)","v":""},null,null,null,null,null,null,null,null,null,null,null,null,null,null,null,null,null,null,""]
[{"$f":"IF(AND(ISBLANK(INDEX($G:$G,)), ISBLANK(INDEX($C:$C,))), \"\", 'PWS Records (System Entry)'!$D$4)","v":""},{"$f":"IF(AND(ISBLANK(INDEX($G:$G,)), ISBLANK(INDEX($C:$C,))), \"\", 'PWS Records (System Entry)'!$D$3)","v":""},null,null,null,null,null,null,null,null,null,null,null,null,null,null,null,null,null,null,""]
[{"$f":"IF(AND(ISBLANK(INDEX($G:$G,)), ISBLANK(INDEX($C:$C,))), \"\", 'PWS Records (System Entry)'!$D$4)","v":""},{"$f":"IF(AND(ISBLANK(INDEX($G:$G,)), ISBLANK(INDEX($C:$C,))), \"\", 'PWS Records (System Entry)'!$D$3)","v":""},null,null,null,null,null,null,null,null,null,null,null,null,null,null,null,null,null,null,""]
[{"$f":"IF(AND(ISBLANK(INDEX($G:$G,)), ISBLANK(INDEX($C:$C,))), \"\", 'PWS Records (System Entry)'!$D$4)","v":""},{"$f":"IF(AND(ISBLANK(INDEX($G:$G,)), ISBLANK(INDEX($C:$C,))), \"\", 'PWS Records (System Entry)'!$D$3)","v":""},null,null,null,null,null,null,null,null,null,null,null,null,null,null,null,null,null,null,""]
[{"$f":"IF(AND(ISBLANK(INDEX($G:$G,)), ISBLANK(INDEX($C:$C,))), \"\", 'PWS Records (System Entry)'!$D$4)","v":""},{"$f":"IF(AND(ISBLANK(INDEX($G:$G,)), ISBLANK(INDEX($C:$C,))), \"\", 'PWS Records (System Entry)'!$D$3)","v":""},null,null,null,null,null,null,null,null,null,null,null,null,null,null,null,null,null,null,""]
[{"$f":"IF(AND(ISBLANK(INDEX($G:$G,)), ISBLANK(INDEX($C:$C,))), \"\", 'PWS Records (System Entry)'!$D$4)","v":""},{"$f":"IF(AND(ISBLANK(INDEX($G:$G,)), ISBLANK(INDEX($C:$C,))), \"\", 'PWS Records (System Entry)'!$D$3)","v":""},null,null,null,null,null,null,null,null,null,null,null,null,null,null,null,null,null,null,""]
[{"$f":"IF(AND(ISBLANK(INDEX($G:$G,)), ISBLANK(INDEX($C:$C,))), \"\", 'PWS Records (System Entry)'!$D$4)","v":""},{"$f":"IF(AND(ISBLANK(INDEX($G:$G,)), ISBLANK(INDEX($C:$C,))), \"\", 'PWS Records (System Entry)'!$D$3)","v":""},null,null,null,null,null,null,null,null,null,null,null,null,null,null,null,null,null,null,""]
[{"$f":"IF(AND(ISBLANK(INDEX($G:$G,)), ISBLANK(INDEX($C:$C,))), \"\", 'PWS Records (System Entry)'!$D$4)","v":""},{"$f":"IF(AND(ISBLANK(INDEX($G:$G,)), ISBLANK(INDEX($C:$C,))), \"\", 'PWS Records (System Entry)'!$D$3)","v":""},null,null,null,null,null,null,null,null,null,null,null,null,null,null,null,null,null,null,""]
[{"$f":"IF(AND(ISBLANK(INDEX($G:$G,)), ISBLANK(INDEX($C:$C,))), \"\", 'PWS Records (System Entry)'!$D$4)","v":""},{"$f":"IF(AND(ISBLANK(INDEX($G:$G,)), ISBLANK(INDEX($C:$C,))), \"\", 'PWS Records (System Entry)'!$D$3)","v":""},null,null,null,null,null,null,null,null,null,null,null,null,null,null,null,null,null,null,""]
[{"$f":"IF(AND(ISBLANK(INDEX($G:$G,)), ISBLANK(INDEX($C:$C,))), \"\", 'PWS Records (System Entry)'!$D$4)","v":""},{"$f":"IF(AND(ISBLANK(INDEX($G:$G,)), ISBLANK(INDEX($C:$C,))), \"\", 'PWS Records (System Entry)'!$D$3)","v":""},null,null,null,null,null,null,null,null,null,null,null,null,null,null,null,null,null,null,""]
[{"$f":"IF(AND(ISBLANK(INDEX($G:$G,)), ISBLANK(INDEX($C:$C,))), \"\", 'PWS Records (System Entry)'!$D$4)","v":""},{"$f":"IF(AND(ISBLANK(INDEX($G:$G,)), ISBLANK(INDEX($C:$C,))), \"\", 'PWS Records (System Entry)'!$D$3)","v":""},null,null,null,null,null,null,null,null,null,null,null,null,null,null,null,null,null,null,""]
[{"$f":"IF(AND(ISBLANK(INDEX($G:$G,)), ISBLANK(INDEX($C:$C,))), \"\", 'PWS Records (System Entry)'!$D$4)","v":""},{"$f":"IF(AND(ISBLANK(INDEX($G:$G,)), ISBLANK(INDEX($C:$C,))), \"\", 'PWS Records (System Entry)'!$D$3)","v":""},null,null,null,null,null,null,null,null,null,null,null,null,null,null,null,null,null,null,""]
[{"$f":"IF(AND(ISBLANK(INDEX($G:$G,)), ISBLANK(INDEX($C:$C,))), \"\", 'PWS Records (System Entry)'!$D$4)","v":""},{"$f":"IF(AND(ISBLANK(INDEX($G:$G,)), ISBLANK(INDEX($C:$C,))), \"\", 'PWS Records (System Entry)'!$D$3)","v":""},null,null,null,null,null,null,null,null,null,null,null,null,null,null,null,null,null,null,""]
[{"$f":"IF(AND(ISBLANK(INDEX($G:$G,)), ISBLANK(INDEX($C:$C,))), \"\", 'PWS Records (System Entry)'!$D$4)","v":""},{"$f":"IF(AND(ISBLANK(INDEX($G:$G,)), ISBLANK(INDEX($C:$C,))), \"\", 'PWS Records (System Entry)'!$D$3)","v":""},null,null,null,null,null,null,null,null,null,null,null,null,null,null,null,null,null,null,""]
[{"$f":"IF(AND(ISBLANK(INDEX($G:$G,)), ISBLANK(INDEX($C:$C,))), \"\", 'PWS Records (System Entry)'!$D$4)","v":""},{"$f":"IF(AND(ISBLANK(INDEX($G:$G,)), ISBLANK(INDEX($C:$C,))), \"\", 'PWS Records (System Entry)'!$D$3)","v":""},null,null,null,null,null,null,null,null,null,null,null,null,null,null,null,null,null,null,""]
[{"$f":"IF(AND(ISBLANK(INDEX($G:$G,)), ISBLANK(INDEX($C:$C,))), \"\", 'PWS Records (System Entry)'!$D$4)","v":""},{"$f":"IF(AND(ISBLANK(INDEX($G:$G,)), ISBLANK(INDEX($C:$C,))), \"\", 'PWS Records (System Entry)'!$D$3)","v":""},null,null,null,null,null,null,null,null,null,null,null,null,null,null,null,null,null,null,""]
[{"$f":"IF(AND(ISBLANK(INDEX($G:$G,)), ISBLANK(INDEX($C:$C,))), \"\", 'PWS Records (System Entry)'!$D$4)","v":""},{"$f":"IF(AND(ISBLANK(INDEX($G:$G,)), ISBLANK(INDEX($C:$C,))), \"\", 'PWS Records (System Entry)'!$D$3)","v":""},null,null,null,null,null,null,null,null,null,null,null,null,null,null,null,null,null,null,""]
[{"$f":"IF(AND(ISBLANK(INDEX($G:$G,)), ISBLANK(INDEX($C:$C,))), \"\", 'PWS Records (System Entry)'!$D$4)","v":""},{"$f":"IF(AND(ISBLANK(INDEX($G:$G,)), ISBLANK(INDEX($C:$C,))), \"\", 'PWS Records (System Entry)'!$D$3)","v":""},null,null,null,null,null,null,null,null,null,null,null,null,null,null,null,null,null,null,{"$f":"IF(AND(INDEX($K:$K,)=\"\", INDEX($L:$L,)=\"\", INDEX($M:$M,)=\"\", INDEX($Q:$Q,)=\"\", INDEX($R:$R,)=\"\"), \"\", IF(OR(INDEX($K:$K,)=\"Lead\",INDEX($Q:$Q,)=\"Lead\"),\"Lead\",IF(OR(AND(OR(INDEX($M:$M,)=\"Yes\", INDEX($M:$M,)=\"Don't Know\", INDEX($M:$M,)=\"\"), INDEX($Q:$Q,)=\"Galvanized Iron/Steel\"), AND(INDEX($K:$K,)=\"Unknown\", INDEX($M:$M,)=\"No\", INDEX($Q:$Q,)=\"Galvanized Iron/Steel\")), \"Galvanized Requiring Replacement\", IF(OR(AND(OR(INDEX($K:$K,)=\"Galvanized Iron/Steel\", INDEX($K:$K,)=\"Non-Lead - Copper\", INDEX($K:$K,)=\"Non-Lead - Plastic\", INDEX($K:$K,)=\"Non-Lead - Other\", INDEX($K:$K,)=\"Non-Lead - Material Unknown\", INDEX($K:$K,)=\"No System Owned Portion\"), OR(INDEX($Q:$Q,)=\"Galvanized Iron/Steel\", INDEX($Q:$Q,)=\"Non-Lead - Copper\", INDEX($Q:$Q,)=\"Non-Lead - Plastic\", INDEX($Q:$Q,)=\"Non-Lead - Other\", INDEX($Q:$Q,)=\"Non-Lead - Predictive Model\", INDEX($Q:$Q,)=\"No Customer Owned Portion\")), AND(OR( INDEX($K:$K,)=\"Galvanized Iron/Steel\", INDEX($K:$K,)=\"Non-Lead - Copper\", INDEX($K:$K,)=\"Non-Lead - Plastic\", INDEX($K:$K,)=\"Non-Lead - Other\", INDEX($K:$K,)=\"Non-Lead - Material Unknown\", INDEX($K:$K,)=\"No System Owned Portion\"), INDEX($M:$M,)=\"No\", INDEX($Q:$Q,)=\"Non-Lead - Material Unknown\")), \"Non-Lead\", \"Lead Status Unknown\"))))","v":""}]
[{"$f":"IF(AND(ISBLANK(INDEX($G:$G,)), ISBLANK(INDEX($C:$C,))), \"\", 'PWS Records (System Entry)'!$D$4)","v":""},{"$f":"IF(AND(ISBLANK(INDEX($G:$G,)), ISBLANK(INDEX($C:$C,))), \"\", 'PWS Records (System Entry)'!$D$3)","v":""},null,null,null,null,null,null,null,null,null,null,null,null,null,null,null,null,null,null,""]
[{"$f":"IF(AND(ISBLANK(INDEX($G:$G,)), ISBLANK(INDEX($C:$C,))), \"\", 'PWS Records (System Entry)'!$D$4)","v":""},{"$f":"IF(AND(ISBLANK(INDEX($G:$G,)), ISBLANK(INDEX($C:$C,))), \"\", 'PWS Records (System Entry)'!$D$3)","v":""},null,null,null,null,null,null,null,null,null,null,null,null,null,null,null,null,null,null,""]
[{"$f":"IF(AND(ISBLANK(INDEX($G:$G,)), ISBLANK(INDEX($C:$C,))), \"\", 'PWS Records (System Entry)'!$D$4)","v":""},{"$f":"IF(AND(ISBLANK(INDEX($G:$G,)), ISBLANK(INDEX($C:$C,))), \"\", 'PWS Records (System Entry)'!$D$3)","v":""},null,null,null,null,null,null,null,null,null,null,null,null,null,null,null,null,null,null,""]
[{"$f":"IF(AND(ISBLANK(INDEX($G:$G,)), ISBLANK(INDEX($C:$C,))), \"\", 'PWS Records (System Entry)'!$D$4)","v":""},{"$f":"IF(AND(ISBLANK(INDEX($G:$G,)), ISBLANK(INDEX($C:$C,))), \"\", 'PWS Records (System Entry)'!$D$3)","v":""},null,null,null,null,null,null,null,null,null,null,null,null,null,null,null,null,null,null,""]
[{"$f":"IF(AND(ISBLANK(INDEX($G:$G,)), ISBLANK(INDEX($C:$C,))), \"\", 'PWS Records (System Entry)'!$D$4)","v":""},{"$f":"IF(AND(ISBLANK(INDEX($G:$G,)), ISBLANK(INDEX($C:$C,))), \"\", 'PWS Records (System Entry)'!$D$3)","v":""},null,null,null,null,null,null,null,null,null,null,null,null,null,null,null,null,null,null,""]
[{"$f":"IF(AND(ISBLANK(INDEX($G:$G,)), ISBLANK(INDEX($C:$C,))), \"\", 'PWS Records (System Entry)'!$D$4)","v":""},{"$f":"IF(AND(ISBLANK(INDEX($G:$G,)), ISBLANK(INDEX($C:$C,))), \"\", 'PWS Records (System Entry)'!$D$3)","v":""},null,null,null,null,null,null,null,null,null,null,null,null,null,null,null,null,null,null,""]
[{"$f":"IF(AND(ISBLANK(INDEX($G:$G,)), ISBLANK(INDEX($C:$C,))), \"\", 'PWS Records (System Entry)'!$D$4)","v":""},{"$f":"IF(AND(ISBLANK(INDEX($G:$G,)), ISBLANK(INDEX($C:$C,))), \"\", 'PWS Records (System Entry)'!$D$3)","v":""},null,null,null,null,null,null,null,null,null,null,null,null,null,null,null,null,null,null,""]
[{"$f":"IF(AND(ISBLANK(INDEX($G:$G,)), ISBLANK(INDEX($C:$C,))), \"\", 'PWS Records (System Entry)'!$D$4)","v":""},{"$f":"IF(AND(ISBLANK(INDEX($G:$G,)), ISBLANK(INDEX($C:$C,))), \"\", 'PWS Records (System Entry)'!$D$3)","v":""},null,null,null,null,null,null,null,null,null,null,null,null,null,null,null,null,null,null,""]
[{"$f":"IF(AND(ISBLANK(INDEX($G:$G,)), ISBLANK(INDEX($C:$C,))), \"\", 'PWS Records (System Entry)'!$D$4)","v":""},{"$f":"IF(AND(ISBLANK(INDEX($G:$G,)), ISBLANK(INDEX($C:$C,))), \"\", 'PWS Records (System Entry)'!$D$3)","v":""},null,null,null,null,null,null,null,null,null,null,null,null,null,null,null,null,null,null,""]
[{"$f":"IF(AND(ISBLANK(INDEX($G:$G,)), ISBLANK(INDEX($C:$C,))), \"\", 'PWS Records (System Entry)'!$D$4)","v":""},{"$f":"IF(AND(ISBLANK(INDEX($G:$G,)), ISBLANK(INDEX($C:$C,))), \"\", 'PWS Records (System Entry)'!$D$3)","v":""},null,null,null,null,null,null,null,null,null,null,null,null,null,null,null,null,null,null,""]
[{"$f":"IF(AND(ISBLANK(INDEX($G:$G,)), ISBLANK(INDEX($C:$C,))), \"\", 'PWS Records (System Entry)'!$D$4)","v":""},{"$f":"IF(AND(ISBLANK(INDEX($G:$G,)), ISBLANK(INDEX($C:$C,))), \"\", 'PWS Records (System Entry)'!$D$3)","v":""},null,null,null,null,null,null,null,null,null,null,null,null,null,null,null,null,null,null,""]
[{"$f":"IF(AND(ISBLANK(INDEX($G:$G,)), ISBLANK(INDEX($C:$C,))), \"\", 'PWS Records (System Entry)'!$D$4)","v":""},{"$f":"IF(AND(ISBLANK(INDEX($G:$G,)), ISBLANK(INDEX($C:$C,))), \"\", 'PWS Records (System Entry)'!$D$3)","v":""},null,null,null,null,null,null,null,null,null,null,null,null,null,null,null,null,null,null,""]
[{"$f":"IF(AND(ISBLANK(INDEX($G:$G,)), ISBLANK(INDEX($C:$C,))), \"\", 'PWS Records (System Entry)'!$D$4)","v":""},{"$f":"IF(AND(ISBLANK(INDEX($G:$G,)), ISBLANK(INDEX($C:$C,))), \"\", 'PWS Records (System Entry)'!$D$3)","v":""},null,null,null,null,null,null,null,null,null,null,null,null,null,null,null,null,null,null,""]
[{"$f":"IF(AND(ISBLANK(INDEX($G:$G,)), ISBLANK(INDEX($C:$C,))), \"\", 'PWS Records (System Entry)'!$D$4)","v":""},{"$f":"IF(AND(ISBLANK(INDEX($G:$G,)), ISBLANK(INDEX($C:$C,))), \"\", 'PWS Records (System Entry)'!$D$3)","v":""},null,null,null,null,null,null,null,null,null,null,null,null,null,null,null,null,null,null,""]
[{"$f":"IF(AND(ISBLANK(INDEX($G:$G,)), ISBLANK(INDEX($C:$C,))), \"\", 'PWS Records (System Entry)'!$D$4)","v":""},{"$f":"IF(AND(ISBLANK(INDEX($G:$G,)), ISBLANK(INDEX($C:$C,))), \"\", 'PWS Records (System Entry)'!$D$3)","v":""},null,null,null,null,null,null,null,null,null,null,null,null,null,null,null,null,null,null,""]
[{"$f":"IF(AND(ISBLANK(INDEX($G:$G,)), ISBLANK(INDEX($C:$C,))), \"\", 'PWS Records (System Entry)'!$D$4)","v":""},{"$f":"IF(AND(ISBLANK(INDEX($G:$G,)), ISBLANK(INDEX($C:$C,))), \"\", 'PWS Records (System Entry)'!$D$3)","v":""},null,null,null,null,null,null,null,null,null,null,null,null,null,null,null,null,null,null,""]
[{"$f":"IF(AND(ISBLANK(INDEX($G:$G,)), ISBLANK(INDEX($C:$C,))), \"\", 'PWS Records (System Entry)'!$D$4)","v":""},{"$f":"IF(AND(ISBLANK(INDEX($G:$G,)), ISBLANK(INDEX($C:$C,))), \"\", 'PWS Records (System Entry)'!$D$3)","v":""},null,null,null,null,null,null,null,null,null,null,null,null,null,null,null,null,null,null,""]
[{"$f":"IF(AND(ISBLANK(INDEX($G:$G,)), ISBLANK(INDEX($C:$C,))), \"\", 'PWS Records (System Entry)'!$D$4)","v":""},{"$f":"IF(AND(ISBLANK(INDEX($G:$G,)), ISBLANK(INDEX($C:$C,))), \"\", 'PWS Records (System Entry)'!$D$3)","v":""},null,null,null,null,null,null,null,null,null,null,null,null,null,null,null,null,null,null,""]
[{"$f":"IF(AND(ISBLANK(INDEX($G:$G,)), ISBLANK(INDEX($C:$C,))), \"\", 'PWS Records (System Entry)'!$D$4)","v":""},{"$f":"IF(AND(ISBLANK(INDEX($G:$G,)), ISBLANK(INDEX($C:$C,))), \"\", 'PWS Records (System Entry)'!$D$3)","v":""},null,null,null,null,null,null,null,null,null,null,null,null,null,null,null,null,null,null,""]
[{"$f":"IF(AND(ISBLANK(INDEX($G:$G,)), ISBLANK(INDEX($C:$C,))), \"\", 'PWS Records (System Entry)'!$D$4)","v":""},{"$f":"IF(AND(ISBLANK(INDEX($G:$G,)), ISBLANK(INDEX($C:$C,))), \"\", 'PWS Records (System Entry)'!$D$3)","v":""},null,null,null,null,null,null,null,null,null,null,null,null,null,null,null,null,null,null,""]
[{"$f":"IF(AND(ISBLANK(INDEX($G:$G,)), ISBLANK(INDEX($C:$C,))), \"\", 'PWS Records (System Entry)'!$D$4)","v":""},{"$f":"IF(AND(ISBLANK(INDEX($G:$G,)), ISBLANK(INDEX($C:$C,))), \"\", 'PWS Records (System Entry)'!$D$3)","v":""},null,null,null,null,null,null,null,null,null,null,null,null,null,null,null,null,null,null,""]
[{"$f":"IF(AND(ISBLANK(INDEX($G:$G,)), ISBLANK(INDEX($C:$C,))), \"\", 'PWS Records (System Entry)'!$D$4)","v":""},{"$f":"IF(AND(ISBLANK(INDEX($G:$G,)), ISBLANK(INDEX($C:$C,))), \"\", 'PWS Records (System Entry)'!$D$3)","v":""},null,null,null,null,null,null,null,null,null,null,null,null,null,null,null,null,null,null,""]
[{"$f":"IF(AND(ISBLANK(INDEX($G:$G,)), ISBLANK(INDEX($C:$C,))), \"\", 'PWS Records (System Entry)'!$D$4)","v":""},{"$f":"IF(AND(ISBLANK(INDEX($G:$G,)), ISBLANK(INDEX($C:$C,))), \"\", 'PWS Records (System Entry)'!$D$3)","v":""},null,null,null,null,null,null,null,null,null,null,null,null,null,null,null,null,null,null,""]
[{"$f":"IF(AND(ISBLANK(INDEX($G:$G,)), ISBLANK(INDEX($C:$C,))), \"\", 'PWS Records (System Entry)'!$D$4)","v":""},{"$f":"IF(AND(ISBLANK(INDEX($G:$G,)), ISBLANK(INDEX($C:$C,))), \"\", 'PWS Records (System Entry)'!$D$3)","v":""},null,null,null,null,null,null,null,null,null,null,null,null,null,null,null,null,null,null,""]
[{"$f":"IF(AND(ISBLANK(INDEX($G:$G,)), ISBLANK(INDEX($C:$C,))), \"\", 'PWS Records (System Entry)'!$D$4)","v":""},{"$f":"IF(AND(ISBLANK(INDEX($G:$G,)), ISBLANK(INDEX($C:$C,))), \"\", 'PWS Records (System Entry)'!$D$3)","v":""},null,null,null,null,null,null,null,null,null,null,null,null,null,null,null,null,null,null,""]
[{"$f":"IF(AND(ISBLANK(INDEX($G:$G,)), ISBLANK(INDEX($C:$C,))), \"\", 'PWS Records (System Entry)'!$D$4)","v":""},{"$f":"IF(AND(ISBLANK(INDEX($G:$G,)), ISBLANK(INDEX($C:$C,))), \"\", 'PWS Records (System Entry)'!$D$3)","v":""},null,null,null,null,null,null,null,null,null,null,null,null,null,null,null,null,null,null,""]
[{"$f":"IF(AND(ISBLANK(INDEX($G:$G,)), ISBLANK(INDEX($C:$C,))), \"\", 'PWS Records (System Entry)'!$D$4)","v":""},{"$f":"IF(AND(ISBLANK(INDEX($G:$G,)), ISBLANK(INDEX($C:$C,))), \"\", 'PWS Records (System Entry)'!$D$3)","v":""},null,null,null,null,null,null,null,null,null,null,null,null,null,null,null,null,null,null,""]
[{"$f":"IF(AND(ISBLANK(INDEX($G:$G,)), ISBLANK(INDEX($C:$C,))), \"\", 'PWS Records (System Entry)'!$D$4)","v":""},{"$f":"IF(AND(ISBLANK(INDEX($G:$G,)), ISBLANK(INDEX($C:$C,))), \"\", 'PWS Records (System Entry)'!$D$3)","v":""},null,null,null,null,null,null,null,null,null,null,null,null,null,null,null,null,null,null,""]
[{"$f":"IF(AND(ISBLANK(INDEX($G:$G,)), ISBLANK(INDEX($C:$C,))), \"\", 'PWS Records (System Entry)'!$D$4)","v":""},{"$f":"IF(AND(ISBLANK(INDEX($G:$G,)), ISBLANK(INDEX($C:$C,))), \"\", 'PWS Records (System Entry)'!$D$3)","v":""},null,null,null,null,null,null,null,null,null,null,null,null,null,null,null,null,null,null,""]
[{"$f":"IF(AND(ISBLANK(INDEX($G:$G,)), ISBLANK(INDEX($C:$C,))), \"\", 'PWS Records (System Entry)'!$D$4)","v":""},{"$f":"IF(AND(ISBLANK(INDEX($G:$G,)), ISBLANK(INDEX($C:$C,))), \"\", 'PWS Records (System Entry)'!$D$3)","v":""},null,null,null,null,null,null,null,null,null,null,null,null,null,null,null,null,null,null,""]
[{"$f":"IF(AND(ISBLANK(INDEX($G:$G,)), ISBLANK(INDEX($C:$C,))), \"\", 'PWS Records (System Entry)'!$D$4)","v":""},{"$f":"IF(AND(ISBLANK(INDEX($G:$G,)), ISBLANK(INDEX($C:$C,))), \"\", 'PWS Records (System Entry)'!$D$3)","v":""},null,null,null,null,null,null,null,null,null,null,null,null,null,null,null,null,null,null,""]
[{"$f":"IF(AND(ISBLANK(INDEX($G:$G,)), ISBLANK(INDEX($C:$C,))), \"\", 'PWS Records (System Entry)'!$D$4)","v":""},{"$f":"IF(AND(ISBLANK(INDEX($G:$G,)), ISBLANK(INDEX($C:$C,))), \"\", 'PWS Records (System Entry)'!$D$3)","v":""},null,null,null,null,null,null,null,null,null,null,null,null,null,null,null,null,null,null,""]
[{"$f":"IF(AND(ISBLANK(INDEX($G:$G,)), ISBLANK(INDEX($C:$C,))), \"\", 'PWS Records (System Entry)'!$D$4)","v":""},{"$f":"IF(AND(ISBLANK(INDEX($G:$G,)), ISBLANK(INDEX($C:$C,))), \"\", 'PWS Records (System Entry)'!$D$3)","v":""},null,null,null,null,null,null,null,null,null,null,null,null,null,null,null,null,null,null,""]
[{"$f":"IF(AND(ISBLANK(INDEX($G:$G,)), ISBLANK(INDEX($C:$C,))), \"\", 'PWS Records (System Entry)'!$D$4)","v":""},{"$f":"IF(AND(ISBLANK(INDEX($G:$G,)), ISBLANK(INDEX($C:$C,))), \"\", 'PWS Records (System Entry)'!$D$3)","v":""},null,null,null,null,null,null,null,null,null,null,null,null,null,null,null,null,null,null,""]
[{"$f":"IF(AND(ISBLANK(INDEX($G:$G,)), ISBLANK(INDEX($C:$C,))), \"\", 'PWS Records (System Entry)'!$D$4)","v":""},{"$f":"IF(AND(ISBLANK(INDEX($G:$G,)), ISBLANK(INDEX($C:$C,))), \"\", 'PWS Records (System Entry)'!$D$3)","v":""},null,null,null,null,null,null,null,null,null,null,null,null,null,null,null,null,null,null,""]
[{"$f":"IF(AND(ISBLANK(INDEX($G:$G,)), ISBLANK(INDEX($C:$C,))), \"\", 'PWS Records (System Entry)'!$D$4)","v":""},{"$f":"IF(AND(ISBLANK(INDEX($G:$G,)), ISBLANK(INDEX($C:$C,))), \"\", 'PWS Records (System Entry)'!$D$3)","v":""},null,null,null,null,null,null,null,null,null,null,null,null,null,null,null,null,null,null,""]
[{"$f":"IF(AND(ISBLANK(INDEX($G:$G,)), ISBLANK(INDEX($C:$C,))), \"\", 'PWS Records (System Entry)'!$D$4)","v":""},{"$f":"IF(AND(ISBLANK(INDEX($G:$G,)), ISBLANK(INDEX($C:$C,))), \"\", 'PWS Records (System Entry)'!$D$3)","v":""},null,null,null,null,null,null,null,null,null,null,null,null,null,null,null,null,null,null,""]
[{"$f":"IF(AND(ISBLANK(INDEX($G:$G,)), ISBLANK(INDEX($C:$C,))), \"\", 'PWS Records (System Entry)'!$D$4)","v":""},{"$f":"IF(AND(ISBLANK(INDEX($G:$G,)), ISBLANK(INDEX($C:$C,))), \"\", 'PWS Records (System Entry)'!$D$3)","v":""},null,null,null,null,null,null,null,null,null,null,null,null,null,null,null,null,null,null,""]
[{"$f":"IF(AND(ISBLANK(INDEX($G:$G,)), ISBLANK(INDEX($C:$C,))), \"\", 'PWS Records (System Entry)'!$D$4)","v":""},{"$f":"IF(AND(ISBLANK(INDEX($G:$G,)), ISBLANK(INDEX($C:$C,))), \"\", 'PWS Records (System Entry)'!$D$3)","v":""},null,null,null,null,null,null,null,null,null,null,null,null,null,null,null,null,null,null,""]
[{"$f":"IF(AND(ISBLANK(INDEX($G:$G,)), ISBLANK(INDEX($C:$C,))), \"\", 'PWS Records (System Entry)'!$D$4)","v":""},{"$f":"IF(AND(ISBLANK(INDEX($G:$G,)), ISBLANK(INDEX($C:$C,))), \"\", 'PWS Records (System Entry)'!$D$3)","v":""},null,null,null,null,null,null,null,null,null,null,null,null,null,null,null,null,null,null,""]
[{"$f":"IF(AND(ISBLANK(INDEX($G:$G,)), ISBLANK(INDEX($C:$C,))), \"\", 'PWS Records (System Entry)'!$D$4)","v":""},{"$f":"IF(AND(ISBLANK(INDEX($G:$G,)), ISBLANK(INDEX($C:$C,))), \"\", 'PWS Records (System Entry)'!$D$3)","v":""},null,null,null,null,null,null,null,null,null,null,null,null,null,null,null,null,null,null,""]
[{"$f":"IF(AND(ISBLANK(INDEX($G:$G,)), ISBLANK(INDEX($C:$C,))), \"\", 'PWS Records (System Entry)'!$D$4)","v":""},{"$f":"IF(AND(ISBLANK(INDEX($G:$G,)), ISBLANK(INDEX($C:$C,))), \"\", 'PWS Records (System Entry)'!$D$3)","v":""},null,null,null,null,null,null,null,null,null,null,null,null,null,null,null,null,null,null,""]
[{"$f":"IF(AND(ISBLANK(INDEX($G:$G,)), ISBLANK(INDEX($C:$C,))), \"\", 'PWS Records (System Entry)'!$D$4)","v":""},{"$f":"IF(AND(ISBLANK(INDEX($G:$G,)), ISBLANK(INDEX($C:$C,))), \"\", 'PWS Records (System Entry)'!$D$3)","v":""},null,null,null,null,null,null,null,null,null,null,null,null,null,null,null,null,null,null,""]
[{"$f":"IF(AND(ISBLANK(INDEX($G:$G,)), ISBLANK(INDEX($C:$C,))), \"\", 'PWS Records (System Entry)'!$D$4)","v":""},{"$f":"IF(AND(ISBLANK(INDEX($G:$G,)), ISBLANK(INDEX($C:$C,))), \"\", 'PWS Records (System Entry)'!$D$3)","v":""},null,null,null,null,null,null,null,null,null,null,null,null,null,null,null,null,null,null,""]
[{"$f":"IF(AND(ISBLANK(INDEX($G:$G,)), ISBLANK(INDEX($C:$C,))), \"\", 'PWS Records (System Entry)'!$D$4)","v":""},{"$f":"IF(AND(ISBLANK(INDEX($G:$G,)), ISBLANK(INDEX($C:$C,))), \"\", 'PWS Records (System Entry)'!$D$3)","v":""},null,null,null,null,null,null,null,null,null,null,null,null,null,null,null,null,null,null,""]
[{"$f":"IF(AND(ISBLANK(INDEX($G:$G,)), ISBLANK(INDEX($C:$C,))), \"\", 'PWS Records (System Entry)'!$D$4)","v":""},{"$f":"IF(AND(ISBLANK(INDEX($G:$G,)), ISBLANK(INDEX($C:$C,))), \"\", 'PWS Records (System Entry)'!$D$3)","v":""},null,null,null,null,null,null,null,null,null,null,null,null,null,null,null,null,null,null,""]
[{"$f":"IF(AND(ISBLANK(INDEX($G:$G,)), ISBLANK(INDEX($C:$C,))), \"\", 'PWS Records (System Entry)'!$D$4)","v":""},{"$f":"IF(AND(ISBLANK(INDEX($G:$G,)), ISBLANK(INDEX($C:$C,))), \"\", 'PWS Records (System Entry)'!$D$3)","v":""},null,null,null,null,null,null,null,null,null,null,null,null,null,null,null,null,null,null,""]
[{"$f":"IF(AND(ISBLANK(INDEX($G:$G,)), ISBLANK(INDEX($C:$C,))), \"\", 'PWS Records (System Entry)'!$D$4)","v":""},{"$f":"IF(AND(ISBLANK(INDEX($G:$G,)), ISBLANK(INDEX($C:$C,))), \"\", 'PWS Records (System Entry)'!$D$3)","v":""},null,null,null,null,null,null,null,null,null,null,null,null,null,null,null,null,null,null,""]
[{"$f":"IF(AND(ISBLANK(INDEX($G:$G,)), ISBLANK(INDEX($C:$C,))), \"\", 'PWS Records (System Entry)'!$D$4)","v":""},{"$f":"IF(AND(ISBLANK(INDEX($G:$G,)), ISBLANK(INDEX($C:$C,))), \"\", 'PWS Records (System Entry)'!$D$3)","v":""},null,null,null,null,null,null,null,null,null,null,null,null,null,null,null,null,null,null,""]
[{"$f":"IF(AND(ISBLANK(INDEX($G:$G,)), ISBLANK(INDEX($C:$C,))), \"\", 'PWS Records (System Entry)'!$D$4)","v":""},{"$f":"IF(AND(ISBLANK(INDEX($G:$G,)), ISBLANK(INDEX($C:$C,))), \"\", 'PWS Records (System Entry)'!$D$3)","v":""},null,null,null,null,null,null,null,null,null,null,null,null,null,null,null,null,null,null,""]
[{"$f":"IF(AND(ISBLANK(INDEX($G:$G,)), ISBLANK(INDEX($C:$C,))), \"\", 'PWS Records (System Entry)'!$D$4)","v":""},{"$f":"IF(AND(ISBLANK(INDEX($G:$G,)), ISBLANK(INDEX($C:$C,))), \"\", 'PWS Records (System Entry)'!$D$3)","v":""},null,null,null,null,null,null,null,null,null,null,null,null,null,null,null,null,null,null,""]
[{"$f":"IF(AND(ISBLANK(INDEX($G:$G,)), ISBLANK(INDEX($C:$C,))), \"\", 'PWS Records (System Entry)'!$D$4)","v":""},{"$f":"IF(AND(ISBLANK(INDEX($G:$G,)), ISBLANK(INDEX($C:$C,))), \"\", 'PWS Records (System Entry)'!$D$3)","v":""},null,null,null,null,null,null,null,null,null,null,null,null,null,null,null,null,null,null,""]
[{"$f":"IF(AND(ISBLANK(INDEX($G:$G,)), ISBLANK(INDEX($C:$C,))), \"\", 'PWS Records (System Entry)'!$D$4)","v":""},{"$f":"IF(AND(ISBLANK(INDEX($G:$G,)), ISBLANK(INDEX($C:$C,))), \"\", 'PWS Records (System Entry)'!$D$3)","v":""},null,null,null,null,null,null,null,null,null,null,null,null,null,null,null,null,null,null,""]
[{"$f":"IF(AND(ISBLANK(INDEX($G:$G,)), ISBLANK(INDEX($C:$C,))), \"\", 'PWS Records (System Entry)'!$D$4)","v":""},{"$f":"IF(AND(ISBLANK(INDEX($G:$G,)), ISBLANK(INDEX($C:$C,))), \"\", 'PWS Records (System Entry)'!$D$3)","v":""},null,null,null,null,null,null,null,null,null,null,null,null,null,null,null,null,null,null,""]
[{"$f":"IF(AND(ISBLANK(INDEX($G:$G,)), ISBLANK(INDEX($C:$C,))), \"\", 'PWS Records (System Entry)'!$D$4)","v":""},{"$f":"IF(AND(ISBLANK(INDEX($G:$G,)), ISBLANK(INDEX($C:$C,))), \"\", 'PWS Records (System Entry)'!$D$3)","v":""},null,null,null,null,null,null,null,null,null,null,null,null,null,null,null,null,null,null,""]
[{"$f":"IF(AND(ISBLANK(INDEX($G:$G,)), ISBLANK(INDEX($C:$C,))), \"\", 'PWS Records (System Entry)'!$D$4)","v":""},{"$f":"IF(AND(ISBLANK(INDEX($G:$G,)), ISBLANK(INDEX($C:$C,))), \"\", 'PWS Records (System Entry)'!$D$3)","v":""},null,null,null,null,null,null,null,null,null,null,null,null,null,null,null,null,null,null,""]
[{"$f":"IF(AND(ISBLANK(INDEX($G:$G,)), ISBLANK(INDEX($C:$C,))), \"\", 'PWS Records (System Entry)'!$D$4)","v":""},{"$f":"IF(AND(ISBLANK(INDEX($G:$G,)), ISBLANK(INDEX($C:$C,))), \"\", 'PWS Records (System Entry)'!$D$3)","v":""},null,null,null,null,null,null,null,null,null,null,null,null,null,null,null,null,null,null,""]
[{"$f":"IF(AND(ISBLANK(INDEX($G:$G,)), ISBLANK(INDEX($C:$C,))), \"\", 'PWS Records (System Entry)'!$D$4)","v":""},{"$f":"IF(AND(ISBLANK(INDEX($G:$G,)), ISBLANK(INDEX($C:$C,))), \"\", 'PWS Records (System Entry)'!$D$3)","v":""},null,null,null,null,null,null,null,null,null,null,null,null,null,null,null,null,null,null,""]
[{"$f":"IF(AND(ISBLANK(INDEX($G:$G,)), ISBLANK(INDEX($C:$C,))), \"\", 'PWS Records (System Entry)'!$D$4)","v":""},{"$f":"IF(AND(ISBLANK(INDEX($G:$G,)), ISBLANK(INDEX($C:$C,))), \"\", 'PWS Records (System Entry)'!$D$3)","v":""},null,null,null,null,null,null,null,null,null,null,null,null,null,null,null,null,null,null,""]
[{"$f":"IF(AND(ISBLANK(INDEX($G:$G,)), ISBLANK(INDEX($C:$C,))), \"\", 'PWS Records (System Entry)'!$D$4)","v":""},{"$f":"IF(AND(ISBLANK(INDEX($G:$G,)), ISBLANK(INDEX($C:$C,))), \"\", 'PWS Records (System Entry)'!$D$3)","v":""},null,null,null,null,null,null,null,null,null,null,null,null,null,null,null,null,null,null,""]
[{"$f":"IF(AND(ISBLANK(INDEX($G:$G,)), ISBLANK(INDEX($C:$C,))), \"\", 'PWS Records (System Entry)'!$D$4)","v":""},{"$f":"IF(AND(ISBLANK(INDEX($G:$G,)), ISBLANK(INDEX($C:$C,))), \"\", 'PWS Records (System Entry)'!$D$3)","v":""},null,null,null,null,null,null,null,null,null,null,null,null,null,null,null,null,null,null,""]
[{"$f":"IF(AND(ISBLANK(INDEX($G:$G,)), ISBLANK(INDEX($C:$C,))), \"\", 'PWS Records (System Entry)'!$D$4)","v":""},{"$f":"IF(AND(ISBLANK(INDEX($G:$G,)), ISBLANK(INDEX($C:$C,))), \"\", 'PWS Records (System Entry)'!$D$3)","v":""},null,null,null,null,null,null,null,null,null,null,null,null,null,null,null,null,null,null,""]
[{"$f":"IF(AND(ISBLANK(INDEX($G:$G,)), ISBLANK(INDEX($C:$C,))), \"\", 'PWS Records (System Entry)'!$D$4)","v":""},{"$f":"IF(AND(ISBLANK(INDEX($G:$G,)), ISBLANK(INDEX($C:$C,))), \"\", 'PWS Records (System Entry)'!$D$3)","v":""},null,null,null,null,null,null,null,null,null,null,null,null,null,null,null,null,null,null,""]
[{"$f":"IF(AND(ISBLANK(INDEX($G:$G,)), ISBLANK(INDEX($C:$C,))), \"\", 'PWS Records (System Entry)'!$D$4)","v":""},{"$f":"IF(AND(ISBLANK(INDEX($G:$G,)), ISBLANK(INDEX($C:$C,))), \"\", 'PWS Records (System Entry)'!$D$3)","v":""},null,null,null,null,null,null,null,null,null,null,null,null,null,null,null,null,null,null,""]
[{"$f":"IF(AND(ISBLANK(INDEX($G:$G,)), ISBLANK(INDEX($C:$C,))), \"\", 'PWS Records (System Entry)'!$D$4)","v":""},{"$f":"IF(AND(ISBLANK(INDEX($G:$G,)), ISBLANK(INDEX($C:$C,))), \"\", 'PWS Records (System Entry)'!$D$3)","v":""},null,null,null,null,null,null,null,null,null,null,null,null,null,null,null,null,null,null,""]
[{"$f":"IF(AND(ISBLANK(INDEX($G:$G,)), ISBLANK(INDEX($C:$C,))), \"\", 'PWS Records (System Entry)'!$D$4)","v":""},{"$f":"IF(AND(ISBLANK(INDEX($G:$G,)), ISBLANK(INDEX($C:$C,))), \"\", 'PWS Records (System Entry)'!$D$3)","v":""},null,null,null,null,null,null,null,null,null,null,null,null,null,null,null,null,null,null,""]
[{"$f":"IF(AND(ISBLANK(INDEX($G:$G,)), ISBLANK(INDEX($C:$C,))), \"\", 'PWS Records (System Entry)'!$D$4)","v":""},{"$f":"IF(AND(ISBLANK(INDEX($G:$G,)), ISBLANK(INDEX($C:$C,))), \"\", 'PWS Records (System Entry)'!$D$3)","v":""},null,null,null,null,null,null,null,null,null,null,null,null,null,null,null,null,null,null,""]
[{"$f":"IF(AND(ISBLANK(INDEX($G:$G,)), ISBLANK(INDEX($C:$C,))), \"\", 'PWS Records (System Entry)'!$D$4)","v":""},{"$f":"IF(AND(ISBLANK(INDEX($G:$G,)), ISBLANK(INDEX($C:$C,))), \"\", 'PWS Records (System Entry)'!$D$3)","v":""},null,null,null,null,null,null,null,null,null,null,null,null,null,null,null,null,null,null,""]
[{"$f":"IF(AND(ISBLANK(INDEX($G:$G,)), ISBLANK(INDEX($C:$C,))), \"\", 'PWS Records (System Entry)'!$D$4)","v":""},{"$f":"IF(AND(ISBLANK(INDEX($G:$G,)), ISBLANK(INDEX($C:$C,))), \"\", 'PWS Records (System Entry)'!$D$3)","v":""},null,null,null,null,null,null,null,null,null,null,null,null,null,null,null,null,null,null,""]
[{"$f":"IF(AND(ISBLANK(INDEX($G:$G,)), ISBLANK(INDEX($C:$C,))), \"\", 'PWS Records (System Entry)'!$D$4)","v":""},{"$f":"IF(AND(ISBLANK(INDEX($G:$G,)), ISBLANK(INDEX($C:$C,))), \"\", 'PWS Records (System Entry)'!$D$3)","v":""},null,null,null,null,null,null,null,null,null,null,null,null,null,null,null,null,null,null,""]
[{"$f":"IF(AND(ISBLANK(INDEX($G:$G,)), ISBLANK(INDEX($C:$C,))), \"\", 'PWS Records (System Entry)'!$D$4)","v":""},{"$f":"IF(AND(ISBLANK(INDEX($G:$G,)), ISBLANK(INDEX($C:$C,))), \"\", 'PWS Records (System Entry)'!$D$3)","v":""},null,null,null,null,null,null,null,null,null,null,null,null,null,null,null,null,null,null,""]
[{"$f":"IF(AND(ISBLANK(INDEX($G:$G,)), ISBLANK(INDEX($C:$C,))), \"\", 'PWS Records (System Entry)'!$D$4)","v":""},{"$f":"IF(AND(ISBLANK(INDEX($G:$G,)), ISBLANK(INDEX($C:$C,))), \"\", 'PWS Records (System Entry)'!$D$3)","v":""},null,null,null,null,null,null,null,null,null,null,null,null,null,null,null,null,null,null,""]
[{"$f":"IF(AND(ISBLANK(INDEX($G:$G,)), ISBLANK(INDEX($C:$C,))), \"\", 'PWS Records (System Entry)'!$D$4)","v":""},{"$f":"IF(AND(ISBLANK(INDEX($G:$G,)), ISBLANK(INDEX($C:$C,))), \"\", 'PWS Records (System Entry)'!$D$3)","v":""},null,null,null,null,null,null,null,null,null,null,null,null,null,null,null,null,null,null,""]
[{"$f":"IF(AND(ISBLANK(INDEX($G:$G,)), ISBLANK(INDEX($C:$C,))), \"\", 'PWS Records (System Entry)'!$D$4)","v":""},{"$f":"IF(AND(ISBLANK(INDEX($G:$G,)), ISBLANK(INDEX($C:$C,))), \"\", 'PWS Records (System Entry)'!$D$3)","v":""},null,null,null,null,null,null,null,null,null,null,null,null,null,null,null,null,null,null,""]
[{"$f":"IF(AND(ISBLANK(INDEX($G:$G,)), ISBLANK(INDEX($C:$C,))), \"\", 'PWS Records (System Entry)'!$D$4)","v":""},{"$f":"IF(AND(ISBLANK(INDEX($G:$G,)), ISBLANK(INDEX($C:$C,))), \"\", 'PWS Records (System Entry)'!$D$3)","v":""},null,null,null,null,null,null,null,null,null,null,null,null,null,null,null,null,null,null,""]
[{"$f":"IF(AND(ISBLANK(INDEX($G:$G,)), ISBLANK(INDEX($C:$C,))), \"\", 'PWS Records (System Entry)'!$D$4)","v":""},{"$f":"IF(AND(ISBLANK(INDEX($G:$G,)), ISBLANK(INDEX($C:$C,))), \"\", 'PWS Records (System Entry)'!$D$3)","v":""},null,null,null,null,null,null,null,null,null,null,null,null,null,null,null,null,null,null,""]
[{"$f":"IF(AND(ISBLANK(INDEX($G:$G,)), ISBLANK(INDEX($C:$C,))), \"\", 'PWS Records (System Entry)'!$D$4)","v":""},{"$f":"IF(AND(ISBLANK(INDEX($G:$G,)), ISBLANK(INDEX($C:$C,))), \"\", 'PWS Records (System Entry)'!$D$3)","v":""},null,null,null,null,null,null,null,null,null,null,null,null,null,null,null,null,null,null,""]
[{"$f":"IF(AND(ISBLANK(INDEX($G:$G,)), ISBLANK(INDEX($C:$C,))), \"\", 'PWS Records (System Entry)'!$D$4)","v":""},{"$f":"IF(AND(ISBLANK(INDEX($G:$G,)), ISBLANK(INDEX($C:$C,))), \"\", 'PWS Records (System Entry)'!$D$3)","v":""},null,null,null,null,null,null,null,null,null,null,null,null,null,null,null,null,null,null,""]
[{"$f":"IF(AND(ISBLANK(INDEX($G:$G,)), ISBLANK(INDEX($C:$C,))), \"\", 'PWS Records (System Entry)'!$D$4)","v":""},{"$f":"IF(AND(ISBLANK(INDEX($G:$G,)), ISBLANK(INDEX($C:$C,))), \"\", 'PWS Records (System Entry)'!$D$3)","v":""},null,null,null,null,null,null,null,null,null,null,null,null,null,null,null,null,null,null,""]
[{"$f":"IF(AND(ISBLANK(INDEX($G:$G,)), ISBLANK(INDEX($C:$C,))), \"\", 'PWS Records (System Entry)'!$D$4)","v":""},{"$f":"IF(AND(ISBLANK(INDEX($G:$G,)), ISBLANK(INDEX($C:$C,))), \"\", 'PWS Records (System Entry)'!$D$3)","v":""},null,null,null,null,null,null,null,null,null,null,null,null,null,null,null,null,null,null,""]
[{"$f":"IF(AND(ISBLANK(INDEX($G:$G,)), ISBLANK(INDEX($C:$C,))), \"\", 'PWS Records (System Entry)'!$D$4)","v":""},{"$f":"IF(AND(ISBLANK(INDEX($G:$G,)), ISBLANK(INDEX($C:$C,))), \"\", 'PWS Records (System Entry)'!$D$3)","v":""},null,null,null,null,null,null,null,null,null,null,null,null,null,null,null,null,null,null,""]
[{"$f":"IF(AND(ISBLANK(INDEX($G:$G,)), ISBLANK(INDEX($C:$C,))), \"\", 'PWS Records (System Entry)'!$D$4)","v":""},{"$f":"IF(AND(ISBLANK(INDEX($G:$G,)), ISBLANK(INDEX($C:$C,))), \"\", 'PWS Records (System Entry)'!$D$3)","v":""},null,null,null,null,null,null,null,null,null,null,null,null,null,null,null,null,null,null,""]
[{"$f":"IF(AND(ISBLANK(INDEX($G:$G,)), ISBLANK(INDEX($C:$C,))), \"\", 'PWS Records (System Entry)'!$D$4)","v":""},{"$f":"IF(AND(ISBLANK(INDEX($G:$G,)), ISBLANK(INDEX($C:$C,))), \"\", 'PWS Records (System Entry)'!$D$3)","v":""},null,null,null,null,null,null,null,null,null,null,null,null,null,null,null,null,null,null,""]
[{"$f":"IF(AND(ISBLANK(INDEX($G:$G,)), ISBLANK(INDEX($C:$C,))), \"\", 'PWS Records (System Entry)'!$D$4)","v":""},{"$f":"IF(AND(ISBLANK(INDEX($G:$G,)), ISBLANK(INDEX($C:$C,))), \"\", 'PWS Records (System Entry)'!$D$3)","v":""},null,null,null,null,null,null,null,null,null,null,null,null,null,null,null,null,null,null,""]
[{"$f":"IF(AND(ISBLANK(INDEX($G:$G,)), ISBLANK(INDEX($C:$C,))), \"\", 'PWS Records (System Entry)'!$D$4)","v":""},{"$f":"IF(AND(ISBLANK(INDEX($G:$G,)), ISBLANK(INDEX($C:$C,))), \"\", 'PWS Records (System Entry)'!$D$3)","v":""},null,null,null,null,null,null,null,null,null,null,null,null,null,null,null,null,null,null,""]
[{"$f":"IF(AND(ISBLANK(INDEX($G:$G,)), ISBLANK(INDEX($C:$C,))), \"\", 'PWS Records (System Entry)'!$D$4)","v":""},{"$f":"IF(AND(ISBLANK(INDEX($G:$G,)), ISBLANK(INDEX($C:$C,))), \"\", 'PWS Records (System Entry)'!$D$3)","v":""},null,null,null,null,null,null,null,null,null,null,null,null,null,null,null,null,null,null,{"$f":"IF(AND(INDEX($K:$K,)=\"\", INDEX($L:$L,)=\"\", INDEX($M:$M,)=\"\", INDEX($Q:$Q,)=\"\", INDEX($R:$R,)=\"\"), \"\", IF(OR(INDEX($K:$K,)=\"Lead\",INDEX($Q:$Q,)=\"Lead\"),\"Lead\",IF(OR(AND(OR(INDEX($M:$M,)=\"Yes\", INDEX($M:$M,)=\"Don't Know\", INDEX($M:$M,)=\"\"), INDEX($Q:$Q,)=\"Galvanized Iron/Steel\"), AND(INDEX($K:$K,)=\"Unknown\", INDEX($M:$M,)=\"No\", INDEX($Q:$Q,)=\"Galvanized Iron/Steel\")), \"Galvanized Requiring Replacement\", IF(OR(AND(OR(INDEX($K:$K,)=\"Galvanized Iron/Steel\", INDEX($K:$K,)=\"Non-Lead - Copper\", INDEX($K:$K,)=\"Non-Lead - Plastic\", INDEX($K:$K,)=\"Non-Lead - Other\", INDEX($K:$K,)=\"Non-Lead - Material Unknown\", INDEX($K:$K,)=\"No System Owned Portion\"), OR(INDEX($Q:$Q,)=\"Galvanized Iron/Steel\", INDEX($Q:$Q,)=\"Non-Lead - Copper\", INDEX($Q:$Q,)=\"Non-Lead - Plastic\", INDEX($Q:$Q,)=\"Non-Lead - Other\", INDEX($Q:$Q,)=\"Non-Lead - Predictive Model\", INDEX($Q:$Q,)=\"No Customer Owned Portion\")), AND(OR( INDEX($K:$K,)=\"Galvanized Iron/Steel\", INDEX($K:$K,)=\"Non-Lead - Copper\", INDEX($K:$K,)=\"Non-Lead - Plastic\", INDEX($K:$K,)=\"Non-Lead - Other\", INDEX($K:$K,)=\"Non-Lead - Material Unknown\", INDEX($K:$K,)=\"No System Owned Portion\"), INDEX($M:$M,)=\"No\", INDEX($Q:$Q,)=\"Non-Lead - Material Unknown\")), \"Non-Lead\", \"Lead Status Unknown\"))))","v":""}]
[{"$f":"IF(AND(ISBLANK(INDEX($G:$G,)), ISBLANK(INDEX($C:$C,))), \"\", 'PWS Records (System Entry)'!$D$4)","v":""},{"$f":"IF(AND(ISBLANK(INDEX($G:$G,)), ISBLANK(INDEX($C:$C,))), \"\", 'PWS Records (System Entry)'!$D$3)","v":""},null,null,null,null,null,null,null,null,null,null,null,null,null,null,null,null,null,null,""]
[{"$f":"IF(AND(ISBLANK(INDEX($G:$G,)), ISBLANK(INDEX($C:$C,))), \"\", 'PWS Records (System Entry)'!$D$4)","v":""},{"$f":"IF(AND(ISBLANK(INDEX($G:$G,)), ISBLANK(INDEX($C:$C,))), \"\", 'PWS Records (System Entry)'!$D$3)","v":""},null,null,null,null,null,null,null,null,null,null,null,null,null,null,null,null,null,null,""]
[{"$f":"IF(AND(ISBLANK(INDEX($G:$G,)), ISBLANK(INDEX($C:$C,))), \"\", 'PWS Records (System Entry)'!$D$4)","v":""},{"$f":"IF(AND(ISBLANK(INDEX($G:$G,)), ISBLANK(INDEX($C:$C,))), \"\", 'PWS Records (System Entry)'!$D$3)","v":""},null,null,null,null,null,null,null,null,null,null,null,null,null,null,null,null,null,null,""]
[{"$f":"IF(AND(ISBLANK(INDEX($G:$G,)), ISBLANK(INDEX($C:$C,))), \"\", 'PWS Records (System Entry)'!$D$4)","v":""},{"$f":"IF(AND(ISBLANK(INDEX($G:$G,)), ISBLANK(INDEX($C:$C,))), \"\", 'PWS Records (System Entry)'!$D$3)","v":""},null,null,null,null,null,null,null,null,null,null,null,null,null,null,null,null,null,null,""]
[{"$f":"IF(AND(ISBLANK(INDEX($G:$G,)), ISBLANK(INDEX($C:$C,))), \"\", 'PWS Records (System Entry)'!$D$4)","v":""},{"$f":"IF(AND(ISBLANK(INDEX($G:$G,)), ISBLANK(INDEX($C:$C,))), \"\", 'PWS Records (System Entry)'!$D$3)","v":""},null,null,null,null,null,null,null,null,null,null,null,null,null,null,null,null,null,null,""]
[{"$f":"IF(AND(ISBLANK(INDEX($G:$G,)), ISBLANK(INDEX($C:$C,))), \"\", 'PWS Records (System Entry)'!$D$4)","v":""},{"$f":"IF(AND(ISBLANK(INDEX($G:$G,)), ISBLANK(INDEX($C:$C,))), \"\", 'PWS Records (System Entry)'!$D$3)","v":""},null,null,null,null,null,null,null,null,null,null,null,null,null,null,null,null,null,null,""]
[{"$f":"IF(AND(ISBLANK(INDEX($G:$G,)), ISBLANK(INDEX($C:$C,))), \"\", 'PWS Records (System Entry)'!$D$4)","v":""},{"$f":"IF(AND(ISBLANK(INDEX($G:$G,)), ISBLANK(INDEX($C:$C,))), \"\", 'PWS Records (System Entry)'!$D$3)","v":""},null,null,null,null,null,null,null,null,null,null,null,null,null,null,null,null,null,null,""]
[{"$f":"IF(AND(ISBLANK(INDEX($G:$G,)), ISBLANK(INDEX($C:$C,))), \"\", 'PWS Records (System Entry)'!$D$4)","v":""},{"$f":"IF(AND(ISBLANK(INDEX($G:$G,)), ISBLANK(INDEX($C:$C,))), \"\", 'PWS Records (System Entry)'!$D$3)","v":""},null,null,null,null,null,null,null,null,null,null,null,null,null,null,null,null,null,null,""]
[{"$f":"IF(AND(ISBLANK(INDEX($G:$G,)), ISBLANK(INDEX($C:$C,))), \"\", 'PWS Records (System Entry)'!$D$4)","v":""},{"$f":"IF(AND(ISBLANK(INDEX($G:$G,)), ISBLANK(INDEX($C:$C,))), \"\", 'PWS Records (System Entry)'!$D$3)","v":""},null,null,null,null,null,null,null,null,null,null,null,null,null,null,null,null,null,null,""]
[{"$f":"IF(AND(ISBLANK(INDEX($G:$G,)), ISBLANK(INDEX($C:$C,))), \"\", 'PWS Records (System Entry)'!$D$4)","v":""},{"$f":"IF(AND(ISBLANK(INDEX($G:$G,)), ISBLANK(INDEX($C:$C,))), \"\", 'PWS Records (System Entry)'!$D$3)","v":""},null,null,null,null,null,null,null,null,null,null,null,null,null,null,null,null,null,null,""]
[{"$f":"IF(AND(ISBLANK(INDEX($G:$G,)), ISBLANK(INDEX($C:$C,))), \"\", 'PWS Records (System Entry)'!$D$4)","v":""},{"$f":"IF(AND(ISBLANK(INDEX($G:$G,)), ISBLANK(INDEX($C:$C,))), \"\", 'PWS Records (System Entry)'!$D$3)","v":""},null,null,null,null,null,null,null,null,null,null,null,null,null,null,null,null,null,null,""]
[{"$f":"IF(AND(ISBLANK(INDEX($G:$G,)), ISBLANK(INDEX($C:$C,))), \"\", 'PWS Records (System Entry)'!$D$4)","v":""},{"$f":"IF(AND(ISBLANK(INDEX($G:$G,)), ISBLANK(INDEX($C:$C,))), \"\", 'PWS Records (System Entry)'!$D$3)","v":""},null,null,null,null,null,null,null,null,null,null,null,null,null,null,null,null,null,null,""]
[{"$f":"IF(AND(ISBLANK(INDEX($G:$G,)), ISBLANK(INDEX($C:$C,))), \"\", 'PWS Records (System Entry)'!$D$4)","v":""},{"$f":"IF(AND(ISBLANK(INDEX($G:$G,)), ISBLANK(INDEX($C:$C,))), \"\", 'PWS Records (System Entry)'!$D$3)","v":""},null,null,null,null,null,null,null,null,null,null,null,null,null,null,null,null,null,null,""]
[{"$f":"IF(AND(ISBLANK(INDEX($G:$G,)), ISBLANK(INDEX($C:$C,))), \"\", 'PWS Records (System Entry)'!$D$4)","v":""},{"$f":"IF(AND(ISBLANK(INDEX($G:$G,)), ISBLANK(INDEX($C:$C,))), \"\", 'PWS Records (System Entry)'!$D$3)","v":""},null,null,null,null,null,null,null,null,null,null,null,null,null,null,null,null,null,null,""]
[{"$f":"IF(AND(ISBLANK(INDEX($G:$G,)), ISBLANK(INDEX($C:$C,))), \"\", 'PWS Records (System Entry)'!$D$4)","v":""},{"$f":"IF(AND(ISBLANK(INDEX($G:$G,)), ISBLANK(INDEX($C:$C,))), \"\", 'PWS Records (System Entry)'!$D$3)","v":""},null,null,null,null,null,null,null,null,null,null,null,null,null,null,null,null,null,null,""]
[{"$f":"IF(AND(ISBLANK(INDEX($G:$G,)), ISBLANK(INDEX($C:$C,))), \"\", 'PWS Records (System Entry)'!$D$4)","v":""},{"$f":"IF(AND(ISBLANK(INDEX($G:$G,)), ISBLANK(INDEX($C:$C,))), \"\", 'PWS Records (System Entry)'!$D$3)","v":""},null,null,null,null,null,null,null,null,null,null,null,null,null,null,null,null,null,null,""]
[{"$f":"IF(AND(ISBLANK(INDEX($G:$G,)), ISBLANK(INDEX($C:$C,))), \"\", 'PWS Records (System Entry)'!$D$4)","v":""},{"$f":"IF(AND(ISBLANK(INDEX($G:$G,)), ISBLANK(INDEX($C:$C,))), \"\", 'PWS Records (System Entry)'!$D$3)","v":""},null,null,null,null,null,null,null,null,null,null,null,null,null,null,null,null,null,null,""]
[{"$f":"IF(AND(ISBLANK(INDEX($G:$G,)), ISBLANK(INDEX($C:$C,))), \"\", 'PWS Records (System Entry)'!$D$4)","v":""},{"$f":"IF(AND(ISBLANK(INDEX($G:$G,)), ISBLANK(INDEX($C:$C,))), \"\", 'PWS Records (System Entry)'!$D$3)","v":""},null,null,null,null,null,null,null,null,null,null,null,null,null,null,null,null,null,null,""]
[{"$f":"IF(AND(ISBLANK(INDEX($G:$G,)), ISBLANK(INDEX($C:$C,))), \"\", 'PWS Records (System Entry)'!$D$4)","v":""},{"$f":"IF(AND(ISBLANK(INDEX($G:$G,)), ISBLANK(INDEX($C:$C,))), \"\", 'PWS Records (System Entry)'!$D$3)","v":""},null,null,null,null,null,null,null,null,null,null,null,null,null,null,null,null,null,null,""]
[{"$f":"IF(AND(ISBLANK(INDEX($G:$G,)), ISBLANK(INDEX($C:$C,))), \"\", 'PWS Records (System Entry)'!$D$4)","v":""},{"$f":"IF(AND(ISBLANK(INDEX($G:$G,)), ISBLANK(INDEX($C:$C,))), \"\", 'PWS Records (System Entry)'!$D$3)","v":""},null,null,null,null,null,null,null,null,null,null,null,null,null,null,null,null,null,null,""]
[{"$f":"IF(AND(ISBLANK(INDEX($G:$G,)), ISBLANK(INDEX($C:$C,))), \"\", 'PWS Records (System Entry)'!$D$4)","v":""},{"$f":"IF(AND(ISBLANK(INDEX($G:$G,)), ISBLANK(INDEX($C:$C,))), \"\", 'PWS Records (System Entry)'!$D$3)","v":""},null,null,null,null,null,null,null,null,null,null,null,null,null,null,null,null,null,null,""]
[{"$f":"IF(AND(ISBLANK(INDEX($G:$G,)), ISBLANK(INDEX($C:$C,))), \"\", 'PWS Records (System Entry)'!$D$4)","v":""},{"$f":"IF(AND(ISBLANK(INDEX($G:$G,)), ISBLANK(INDEX($C:$C,))), \"\", 'PWS Records (System Entry)'!$D$3)","v":""},null,null,null,null,null,null,null,null,null,null,null,null,null,null,null,null,null,null,""]
[{"$f":"IF(AND(ISBLANK(INDEX($G:$G,)), ISBLANK(INDEX($C:$C,))), \"\", 'PWS Records (System Entry)'!$D$4)","v":""},{"$f":"IF(AND(ISBLANK(INDEX($G:$G,)), ISBLANK(INDEX($C:$C,))), \"\", 'PWS Records (System Entry)'!$D$3)","v":""},null,null,null,null,null,null,null,null,null,null,null,null,null,null,null,null,null,null,""]
[{"$f":"IF(AND(ISBLANK(INDEX($G:$G,)), ISBLANK(INDEX($C:$C,))), \"\", 'PWS Records (System Entry)'!$D$4)","v":""},{"$f":"IF(AND(ISBLANK(INDEX($G:$G,)), ISBLANK(INDEX($C:$C,))), \"\", 'PWS Records (System Entry)'!$D$3)","v":""},null,null,null,null,null,null,null,null,null,null,null,null,null,null,null,null,null,null,""]
[{"$f":"IF(AND(ISBLANK(INDEX($G:$G,)), ISBLANK(INDEX($C:$C,))), \"\", 'PWS Records (System Entry)'!$D$4)","v":""},{"$f":"IF(AND(ISBLANK(INDEX($G:$G,)), ISBLANK(INDEX($C:$C,))), \"\", 'PWS Records (System Entry)'!$D$3)","v":""},null,null,null,null,null,null,null,null,null,null,null,null,null,null,null,null,null,null,""]
[{"$f":"IF(AND(ISBLANK(INDEX($G:$G,)), ISBLANK(INDEX($C:$C,))), \"\", 'PWS Records (System Entry)'!$D$4)","v":""},{"$f":"IF(AND(ISBLANK(INDEX($G:$G,)), ISBLANK(INDEX($C:$C,))), \"\", 'PWS Records (System Entry)'!$D$3)","v":""},null,null,null,null,null,null,null,null,null,null,null,null,null,null,null,null,null,null,""]
[{"$f":"IF(AND(ISBLANK(INDEX($G:$G,)), ISBLANK(INDEX($C:$C,))), \"\", 'PWS Records (System Entry)'!$D$4)","v":""},{"$f":"IF(AND(ISBLANK(INDEX($G:$G,)), ISBLANK(INDEX($C:$C,))), \"\", 'PWS Records (System Entry)'!$D$3)","v":""},null,null,null,null,null,null,null,null,null,null,null,null,null,null,null,null,null,null,""]
[{"$f":"IF(AND(ISBLANK(INDEX($G:$G,)), ISBLANK(INDEX($C:$C,))), \"\", 'PWS Records (System Entry)'!$D$4)","v":""},{"$f":"IF(AND(ISBLANK(INDEX($G:$G,)), ISBLANK(INDEX($C:$C,))), \"\", 'PWS Records (System Entry)'!$D$3)","v":""},null,null,null,null,null,null,null,null,null,null,null,null,null,null,null,null,null,null,""]
[{"$f":"IF(AND(ISBLANK(INDEX($G:$G,)), ISBLANK(INDEX($C:$C,))), \"\", 'PWS Records (System Entry)'!$D$4)","v":""},{"$f":"IF(AND(ISBLANK(INDEX($G:$G,)), ISBLANK(INDEX($C:$C,))), \"\", 'PWS Records (System Entry)'!$D$3)","v":""},null,null,null,null,null,null,null,null,null,null,null,null,null,null,null,null,null,null,""]
[{"$f":"IF(AND(ISBLANK(INDEX($G:$G,)), ISBLANK(INDEX($C:$C,))), \"\", 'PWS Records (System Entry)'!$D$4)","v":""},{"$f":"IF(AND(ISBLANK(INDEX($G:$G,)), ISBLANK(INDEX($C:$C,))), \"\", 'PWS Records (System Entry)'!$D$3)","v":""},null,null,null,null,null,null,null,null,null,null,null,null,null,null,null,null,null,null,""]
[{"$f":"IF(AND(ISBLANK(INDEX($G:$G,)), ISBLANK(INDEX($C:$C,))), \"\", 'PWS Records (System Entry)'!$D$4)","v":""},{"$f":"IF(AND(ISBLANK(INDEX($G:$G,)), ISBLANK(INDEX($C:$C,))), \"\", 'PWS Records (System Entry)'!$D$3)","v":""},null,null,null,null,null,null,null,null,null,null,null,null,null,null,null,null,null,null,""]
[{"$f":"IF(AND(ISBLANK(INDEX($G:$G,)), ISBLANK(INDEX($C:$C,))), \"\", 'PWS Records (System Entry)'!$D$4)","v":""},{"$f":"IF(AND(ISBLANK(INDEX($G:$G,)), ISBLANK(INDEX($C:$C,))), \"\", 'PWS Records (System Entry)'!$D$3)","v":""},null,null,null,null,null,null,null,null,null,null,null,null,null,null,null,null,null,null,""]
[{"$f":"IF(AND(ISBLANK(INDEX($G:$G,)), ISBLANK(INDEX($C:$C,))), \"\", 'PWS Records (System Entry)'!$D$4)","v":""},{"$f":"IF(AND(ISBLANK(INDEX($G:$G,)), ISBLANK(INDEX($C:$C,))), \"\", 'PWS Records (System Entry)'!$D$3)","v":""},null,null,null,null,null,null,null,null,null,null,null,null,null,null,null,null,null,null,""]
[{"$f":"IF(AND(ISBLANK(INDEX($G:$G,)), ISBLANK(INDEX($C:$C,))), \"\", 'PWS Records (System Entry)'!$D$4)","v":""},{"$f":"IF(AND(ISBLANK(INDEX($G:$G,)), ISBLANK(INDEX($C:$C,))), \"\", 'PWS Records (System Entry)'!$D$3)","v":""},null,null,null,null,null,null,null,null,null,null,null,null,null,null,null,null,null,null,""]
[{"$f":"IF(AND(ISBLANK(INDEX($G:$G,)), ISBLANK(INDEX($C:$C,))), \"\", 'PWS Records (System Entry)'!$D$4)","v":""},{"$f":"IF(AND(ISBLANK(INDEX($G:$G,)), ISBLANK(INDEX($C:$C,))), \"\", 'PWS Records (System Entry)'!$D$3)","v":""},null,null,null,null,null,null,null,null,null,null,null,null,null,null,null,null,null,null,""]
[{"$f":"IF(AND(ISBLANK(INDEX($G:$G,)), ISBLANK(INDEX($C:$C,))), \"\", 'PWS Records (System Entry)'!$D$4)","v":""},{"$f":"IF(AND(ISBLANK(INDEX($G:$G,)), ISBLANK(INDEX($C:$C,))), \"\", 'PWS Records (System Entry)'!$D$3)","v":""},null,null,null,null,null,null,null,null,null,null,null,null,null,null,null,null,null,null,""]
[{"$f":"IF(AND(ISBLANK(INDEX($G:$G,)), ISBLANK(INDEX($C:$C,))), \"\", 'PWS Records (System Entry)'!$D$4)","v":""},{"$f":"IF(AND(ISBLANK(INDEX($G:$G,)), ISBLANK(INDEX($C:$C,))), \"\", 'PWS Records (System Entry)'!$D$3)","v":""},null,null,null,null,null,null,null,null,null,null,null,null,null,null,null,null,null,null,""]
[{"$f":"IF(AND(ISBLANK(INDEX($G:$G,)), ISBLANK(INDEX($C:$C,))), \"\", 'PWS Records (System Entry)'!$D$4)","v":""},{"$f":"IF(AND(ISBLANK(INDEX($G:$G,)), ISBLANK(INDEX($C:$C,))), \"\", 'PWS Records (System Entry)'!$D$3)","v":""},null,null,null,null,null,null,null,null,null,null,null,null,null,null,null,null,null,null,""]
[{"$f":"IF(AND(ISBLANK(INDEX($G:$G,)), ISBLANK(INDEX($C:$C,))), \"\", 'PWS Records (System Entry)'!$D$4)","v":""},{"$f":"IF(AND(ISBLANK(INDEX($G:$G,)), ISBLANK(INDEX($C:$C,))), \"\", 'PWS Records (System Entry)'!$D$3)","v":""},null,null,null,null,null,null,null,null,null,null,null,null,null,null,null,null,null,null,""]
[{"$f":"IF(AND(ISBLANK(INDEX($G:$G,)), ISBLANK(INDEX($C:$C,))), \"\", 'PWS Records (System Entry)'!$D$4)","v":""},{"$f":"IF(AND(ISBLANK(INDEX($G:$G,)), ISBLANK(INDEX($C:$C,))), \"\", 'PWS Records (System Entry)'!$D$3)","v":""},null,null,null,null,null,null,null,null,null,null,null,null,null,null,null,null,null,null,""]
[{"$f":"IF(AND(ISBLANK(INDEX($G:$G,)), ISBLANK(INDEX($C:$C,))), \"\", 'PWS Records (System Entry)'!$D$4)","v":""},{"$f":"IF(AND(ISBLANK(INDEX($G:$G,)), ISBLANK(INDEX($C:$C,))), \"\", 'PWS Records (System Entry)'!$D$3)","v":""},null,null,null,null,null,null,null,null,null,null,null,null,null,null,null,null,null,null,""]
[{"$f":"IF(AND(ISBLANK(INDEX($G:$G,)), ISBLANK(INDEX($C:$C,))), \"\", 'PWS Records (System Entry)'!$D$4)","v":""},{"$f":"IF(AND(ISBLANK(INDEX($G:$G,)), ISBLANK(INDEX($C:$C,))), \"\", 'PWS Records (System Entry)'!$D$3)","v":""},null,null,null,null,null,null,null,null,null,null,null,null,null,null,null,null,null,null,""]
[{"$f":"IF(AND(ISBLANK(INDEX($G:$G,)), ISBLANK(INDEX($C:$C,))), \"\", 'PWS Records (System Entry)'!$D$4)","v":""},{"$f":"IF(AND(ISBLANK(INDEX($G:$G,)), ISBLANK(INDEX($C:$C,))), \"\", 'PWS Records (System Entry)'!$D$3)","v":""},null,null,null,null,null,null,null,null,null,null,null,null,null,null,null,null,null,null,""]
[{"$f":"IF(AND(ISBLANK(INDEX($G:$G,)), ISBLANK(INDEX($C:$C,))), \"\", 'PWS Records (System Entry)'!$D$4)","v":""},{"$f":"IF(AND(ISBLANK(INDEX($G:$G,)), ISBLANK(INDEX($C:$C,))), \"\", 'PWS Records (System Entry)'!$D$3)","v":""},null,null,null,null,null,null,null,null,null,null,null,null,null,null,null,null,null,null,""]
[{"$f":"IF(AND(ISBLANK(INDEX($G:$G,)), ISBLANK(INDEX($C:$C,))), \"\", 'PWS Records (System Entry)'!$D$4)","v":""},{"$f":"IF(AND(ISBLANK(INDEX($G:$G,)), ISBLANK(INDEX($C:$C,))), \"\", 'PWS Records (System Entry)'!$D$3)","v":""},null,null,null,null,null,null,null,null,null,null,null,null,null,null,null,null,null,null,""]
[{"$f":"IF(AND(ISBLANK(INDEX($G:$G,)), ISBLANK(INDEX($C:$C,))), \"\", 'PWS Records (System Entry)'!$D$4)","v":""},{"$f":"IF(AND(ISBLANK(INDEX($G:$G,)), ISBLANK(INDEX($C:$C,))), \"\", 'PWS Records (System Entry)'!$D$3)","v":""},null,null,null,null,null,null,null,null,null,null,null,null,null,null,null,null,null,null,""]
[{"$f":"IF(AND(ISBLANK(INDEX($G:$G,)), ISBLANK(INDEX($C:$C,))), \"\", 'PWS Records (System Entry)'!$D$4)","v":""},{"$f":"IF(AND(ISBLANK(INDEX($G:$G,)), ISBLANK(INDEX($C:$C,))), \"\", 'PWS Records (System Entry)'!$D$3)","v":""},null,null,null,null,null,null,null,null,null,null,null,null,null,null,null,null,null,null,""]
[{"$f":"IF(AND(ISBLANK(INDEX($G:$G,)), ISBLANK(INDEX($C:$C,))), \"\", 'PWS Records (System Entry)'!$D$4)","v":""},{"$f":"IF(AND(ISBLANK(INDEX($G:$G,)), ISBLANK(INDEX($C:$C,))), \"\", 'PWS Records (System Entry)'!$D$3)","v":""},null,null,null,null,null,null,null,null,null,null,null,null,null,null,null,null,null,null,""]
[{"$f":"IF(AND(ISBLANK(INDEX($G:$G,)), ISBLANK(INDEX($C:$C,))), \"\", 'PWS Records (System Entry)'!$D$4)","v":""},{"$f":"IF(AND(ISBLANK(INDEX($G:$G,)), ISBLANK(INDEX($C:$C,))), \"\", 'PWS Records (System Entry)'!$D$3)","v":""},null,null,null,null,null,null,null,null,null,null,null,null,null,null,null,null,null,null,""]
[{"$f":"IF(AND(ISBLANK(INDEX($G:$G,)), ISBLANK(INDEX($C:$C,))), \"\", 'PWS Records (System Entry)'!$D$4)","v":""},{"$f":"IF(AND(ISBLANK(INDEX($G:$G,)), ISBLANK(INDEX($C:$C,))), \"\", 'PWS Records (System Entry)'!$D$3)","v":""},null,null,null,null,null,null,null,null,null,null,null,null,null,null,null,null,null,null,""]
[{"$f":"IF(AND(ISBLANK(INDEX($G:$G,)), ISBLANK(INDEX($C:$C,))), \"\", 'PWS Records (System Entry)'!$D$4)","v":""},{"$f":"IF(AND(ISBLANK(INDEX($G:$G,)), ISBLANK(INDEX($C:$C,))), \"\", 'PWS Records (System Entry)'!$D$3)","v":""},null,null,null,null,null,null,null,null,null,null,null,null,null,null,null,null,null,null,""]
[{"$f":"IF(AND(ISBLANK(INDEX($G:$G,)), ISBLANK(INDEX($C:$C,))), \"\", 'PWS Records (System Entry)'!$D$4)","v":""},{"$f":"IF(AND(ISBLANK(INDEX($G:$G,)), ISBLANK(INDEX($C:$C,))), \"\", 'PWS Records (System Entry)'!$D$3)","v":""},null,null,null,null,null,null,null,null,null,null,null,null,null,null,null,null,null,null,""]
[{"$f":"IF(AND(ISBLANK(INDEX($G:$G,)), ISBLANK(INDEX($C:$C,))), \"\", 'PWS Records (System Entry)'!$D$4)","v":""},{"$f":"IF(AND(ISBLANK(INDEX($G:$G,)), ISBLANK(INDEX($C:$C,))), \"\", 'PWS Records (System Entry)'!$D$3)","v":""},null,null,null,null,null,null,null,null,null,null,null,null,null,null,null,null,null,null,""]
[{"$f":"IF(AND(ISBLANK(INDEX($G:$G,)), ISBLANK(INDEX($C:$C,))), \"\", 'PWS Records (System Entry)'!$D$4)","v":""},{"$f":"IF(AND(ISBLANK(INDEX($G:$G,)), ISBLANK(INDEX($C:$C,))), \"\", 'PWS Records (System Entry)'!$D$3)","v":""},null,null,null,null,null,null,null,null,null,null,null,null,null,null,null,null,null,null,""]
[{"$f":"IF(AND(ISBLANK(INDEX($G:$G,)), ISBLANK(INDEX($C:$C,))), \"\", 'PWS Records (System Entry)'!$D$4)","v":""},{"$f":"IF(AND(ISBLANK(INDEX($G:$G,)), ISBLANK(INDEX($C:$C,))), \"\", 'PWS Records (System Entry)'!$D$3)","v":""},null,null,null,null,null,null,null,null,null,null,null,null,null,null,null,null,null,null,""]
[{"$f":"IF(AND(ISBLANK(INDEX($G:$G,)), ISBLANK(INDEX($C:$C,))), \"\", 'PWS Records (System Entry)'!$D$4)","v":""},{"$f":"IF(AND(ISBLANK(INDEX($G:$G,)), ISBLANK(INDEX($C:$C,))), \"\", 'PWS Records (System Entry)'!$D$3)","v":""},null,null,null,null,null,null,null,null,null,null,null,null,null,null,null,null,null,null,""]
[{"$f":"IF(AND(ISBLANK(INDEX($G:$G,)), ISBLANK(INDEX($C:$C,))), \"\", 'PWS Records (System Entry)'!$D$4)","v":""},{"$f":"IF(AND(ISBLANK(INDEX($G:$G,)), ISBLANK(INDEX($C:$C,))), \"\", 'PWS Records (System Entry)'!$D$3)","v":""},null,null,null,null,null,null,null,null,null,null,null,null,null,null,null,null,null,null,""]
[{"$f":"IF(AND(ISBLANK(INDEX($G:$G,)), ISBLANK(INDEX($C:$C,))), \"\", 'PWS Records (System Entry)'!$D$4)","v":""},{"$f":"IF(AND(ISBLANK(INDEX($G:$G,)), ISBLANK(INDEX($C:$C,))), \"\", 'PWS Records (System Entry)'!$D$3)","v":""},null,null,null,null,null,null,null,null,null,null,null,null,null,null,null,null,null,null,""]
[{"$f":"IF(AND(ISBLANK(INDEX($G:$G,)), ISBLANK(INDEX($C:$C,))), \"\", 'PWS Records (System Entry)'!$D$4)","v":""},{"$f":"IF(AND(ISBLANK(INDEX($G:$G,)), ISBLANK(INDEX($C:$C,))), \"\", 'PWS Records (System Entry)'!$D$3)","v":""},null,null,null,null,null,null,null,null,null,null,null,null,null,null,null,null,null,null,""]
[{"$f":"IF(AND(ISBLANK(INDEX($G:$G,)), ISBLANK(INDEX($C:$C,))), \"\", 'PWS Records (System Entry)'!$D$4)","v":""},{"$f":"IF(AND(ISBLANK(INDEX($G:$G,)), ISBLANK(INDEX($C:$C,))), \"\", 'PWS Records (System Entry)'!$D$3)","v":""},null,null,null,null,null,null,null,null,null,null,null,null,null,null,null,null,null,null,""]
[{"$f":"IF(AND(ISBLANK(INDEX($G:$G,)), ISBLANK(INDEX($C:$C,))), \"\", 'PWS Records (System Entry)'!$D$4)","v":""},{"$f":"IF(AND(ISBLANK(INDEX($G:$G,)), ISBLANK(INDEX($C:$C,))), \"\", 'PWS Records (System Entry)'!$D$3)","v":""},null,null,null,null,null,null,null,null,null,null,null,null,null,null,null,null,null,null,""]
[{"$f":"IF(AND(ISBLANK(INDEX($G:$G,)), ISBLANK(INDEX($C:$C,))), \"\", 'PWS Records (System Entry)'!$D$4)","v":""},{"$f":"IF(AND(ISBLANK(INDEX($G:$G,)), ISBLANK(INDEX($C:$C,))), \"\", 'PWS Records (System Entry)'!$D$3)","v":""},null,null,null,null,null,null,null,null,null,null,null,null,null,null,null,null,null,null,""]
[{"$f":"IF(AND(ISBLANK(INDEX($G:$G,)), ISBLANK(INDEX($C:$C,))), \"\", 'PWS Records (System Entry)'!$D$4)","v":""},{"$f":"IF(AND(ISBLANK(INDEX($G:$G,)), ISBLANK(INDEX($C:$C,))), \"\", 'PWS Records (System Entry)'!$D$3)","v":""},null,null,null,null,null,null,null,null,null,null,null,null,null,null,null,null,null,null,""]
[{"$f":"IF(AND(ISBLANK(INDEX($G:$G,)), ISBLANK(INDEX($C:$C,))), \"\", 'PWS Records (System Entry)'!$D$4)","v":""},{"$f":"IF(AND(ISBLANK(INDEX($G:$G,)), ISBLANK(INDEX($C:$C,))), \"\", 'PWS Records (System Entry)'!$D$3)","v":""},null,null,null,null,null,null,null,null,null,null,null,null,null,null,null,null,null,null,""]
[{"$f":"IF(AND(ISBLANK(INDEX($G:$G,)), ISBLANK(INDEX($C:$C,))), \"\", 'PWS Records (System Entry)'!$D$4)","v":""},{"$f":"IF(AND(ISBLANK(INDEX($G:$G,)), ISBLANK(INDEX($C:$C,))), \"\", 'PWS Records (System Entry)'!$D$3)","v":""},null,null,null,null,null,null,null,null,null,null,null,null,null,null,null,null,null,null,""]
[{"$f":"IF(AND(ISBLANK(INDEX($G:$G,)), ISBLANK(INDEX($C:$C,))), \"\", 'PWS Records (System Entry)'!$D$4)","v":""},{"$f":"IF(AND(ISBLANK(INDEX($G:$G,)), ISBLANK(INDEX($C:$C,))), \"\", 'PWS Records (System Entry)'!$D$3)","v":""},null,null,null,null,null,null,null,null,null,null,null,null,null,null,null,null,null,null,""]
[{"$f":"IF(AND(ISBLANK(INDEX($G:$G,)), ISBLANK(INDEX($C:$C,))), \"\", 'PWS Records (System Entry)'!$D$4)","v":""},{"$f":"IF(AND(ISBLANK(INDEX($G:$G,)), ISBLANK(INDEX($C:$C,))), \"\", 'PWS Records (System Entry)'!$D$3)","v":""},null,null,null,null,null,null,null,null,null,null,null,null,null,null,null,null,null,null,""]
[{"$f":"IF(AND(ISBLANK(INDEX($G:$G,)), ISBLANK(INDEX($C:$C,))), \"\", 'PWS Records (System Entry)'!$D$4)","v":""},{"$f":"IF(AND(ISBLANK(INDEX($G:$G,)), ISBLANK(INDEX($C:$C,))), \"\", 'PWS Records (System Entry)'!$D$3)","v":""},null,null,null,null,null,null,null,null,null,null,null,null,null,null,null,null,null,null,""]
[{"$f":"IF(AND(ISBLANK(INDEX($G:$G,)), ISBLANK(INDEX($C:$C,))), \"\", 'PWS Records (System Entry)'!$D$4)","v":""},{"$f":"IF(AND(ISBLANK(INDEX($G:$G,)), ISBLANK(INDEX($C:$C,))), \"\", 'PWS Records (System Entry)'!$D$3)","v":""},null,null,null,null,null,null,null,null,null,null,null,null,null,null,null,null,null,null,""]
[{"$f":"IF(AND(ISBLANK(INDEX($G:$G,)), ISBLANK(INDEX($C:$C,))), \"\", 'PWS Records (System Entry)'!$D$4)","v":""},{"$f":"IF(AND(ISBLANK(INDEX($G:$G,)), ISBLANK(INDEX($C:$C,))), \"\", 'PWS Records (System Entry)'!$D$3)","v":""},null,null,null,null,null,null,null,null,null,null,null,null,null,null,null,null,null,null,""]
[{"$f":"IF(AND(ISBLANK(INDEX($G:$G,)), ISBLANK(INDEX($C:$C,))), \"\", 'PWS Records (System Entry)'!$D$4)","v":""},{"$f":"IF(AND(ISBLANK(INDEX($G:$G,)), ISBLANK(INDEX($C:$C,))), \"\", 'PWS Records (System Entry)'!$D$3)","v":""},null,null,null,null,null,null,null,null,null,null,null,null,null,null,null,null,null,null,""]
[{"$f":"IF(AND(ISBLANK(INDEX($G:$G,)), ISBLANK(INDEX($C:$C,))), \"\", 'PWS Records (System Entry)'!$D$4)","v":""},{"$f":"IF(AND(ISBLANK(INDEX($G:$G,)), ISBLANK(INDEX($C:$C,))), \"\", 'PWS Records (System Entry)'!$D$3)","v":""},null,null,null,null,null,null,null,null,null,null,null,null,null,null,null,null,null,null,""]
[{"$f":"IF(AND(ISBLANK(INDEX($G:$G,)), ISBLANK(INDEX($C:$C,))), \"\", 'PWS Records (System Entry)'!$D$4)","v":""},{"$f":"IF(AND(ISBLANK(INDEX($G:$G,)), ISBLANK(INDEX($C:$C,))), \"\", 'PWS Records (System Entry)'!$D$3)","v":""},null,null,null,null,null,null,null,null,null,null,null,null,null,null,null,null,null,null,""]
[{"$f":"IF(AND(ISBLANK(INDEX($G:$G,)), ISBLANK(INDEX($C:$C,))), \"\", 'PWS Records (System Entry)'!$D$4)","v":""},{"$f":"IF(AND(ISBLANK(INDEX($G:$G,)), ISBLANK(INDEX($C:$C,))), \"\", 'PWS Records (System Entry)'!$D$3)","v":""},null,null,null,null,null,null,null,null,null,null,null,null,null,null,null,null,null,null,""]
[{"$f":"IF(AND(ISBLANK(INDEX($G:$G,)), ISBLANK(INDEX($C:$C,))), \"\", 'PWS Records (System Entry)'!$D$4)","v":""},{"$f":"IF(AND(ISBLANK(INDEX($G:$G,)), ISBLANK(INDEX($C:$C,))), \"\", 'PWS Records (System Entry)'!$D$3)","v":""},null,null,null,null,null,null,null,null,null,null,null,null,null,null,null,null,null,null,""]
[{"$f":"IF(AND(ISBLANK(INDEX($G:$G,)), ISBLANK(INDEX($C:$C,))), \"\", 'PWS Records (System Entry)'!$D$4)","v":""},{"$f":"IF(AND(ISBLANK(INDEX($G:$G,)), ISBLANK(INDEX($C:$C,))), \"\", 'PWS Records (System Entry)'!$D$3)","v":""},null,null,null,null,null,null,null,null,null,null,null,null,null,null,null,null,null,null,""]
[{"$f":"IF(AND(ISBLANK(INDEX($G:$G,)), ISBLANK(INDEX($C:$C,))), \"\", 'PWS Records (System Entry)'!$D$4)","v":""},{"$f":"IF(AND(ISBLANK(INDEX($G:$G,)), ISBLANK(INDEX($C:$C,))), \"\", 'PWS Records (System Entry)'!$D$3)","v":""},null,null,null,null,null,null,null,null,null,null,null,null,null,null,null,null,null,null,""]
[{"$f":"IF(AND(ISBLANK(INDEX($G:$G,)), ISBLANK(INDEX($C:$C,))), \"\", 'PWS Records (System Entry)'!$D$4)","v":""},{"$f":"IF(AND(ISBLANK(INDEX($G:$G,)), ISBLANK(INDEX($C:$C,))), \"\", 'PWS Records (System Entry)'!$D$3)","v":""},null,null,null,null,null,null,null,null,null,null,null,null,null,null,null,null,null,null,""]
[{"$f":"IF(AND(ISBLANK(INDEX($G:$G,)), ISBLANK(INDEX($C:$C,))), \"\", 'PWS Records (System Entry)'!$D$4)","v":""},{"$f":"IF(AND(ISBLANK(INDEX($G:$G,)), ISBLANK(INDEX($C:$C,))), \"\", 'PWS Records (System Entry)'!$D$3)","v":""},null,null,null,null,null,null,null,null,null,null,null,null,null,null,null,null,null,null,""]
[{"$f":"IF(AND(ISBLANK(INDEX($G:$G,)), ISBLANK(INDEX($C:$C,))), \"\", 'PWS Records (System Entry)'!$D$4)","v":""},{"$f":"IF(AND(ISBLANK(INDEX($G:$G,)), ISBLANK(INDEX($C:$C,))), \"\", 'PWS Records (System Entry)'!$D$3)","v":""},null,null,null,null,null,null,null,null,null,null,null,null,null,null,null,null,null,null,""]
[{"$f":"IF(AND(ISBLANK(INDEX($G:$G,)), ISBLANK(INDEX($C:$C,))), \"\", 'PWS Records (System Entry)'!$D$4)","v":""},{"$f":"IF(AND(ISBLANK(INDEX($G:$G,)), ISBLANK(INDEX($C:$C,))), \"\", 'PWS Records (System Entry)'!$D$3)","v":""},null,null,null,null,null,null,null,null,null,null,null,null,null,null,null,null,null,null,""]
[{"$f":"IF(AND(ISBLANK(INDEX($G:$G,)), ISBLANK(INDEX($C:$C,))), \"\", 'PWS Records (System Entry)'!$D$4)","v":""},{"$f":"IF(AND(ISBLANK(INDEX($G:$G,)), ISBLANK(INDEX($C:$C,))), \"\", 'PWS Records (System Entry)'!$D$3)","v":""},null,null,null,null,null,null,null,null,null,null,null,null,null,null,null,null,null,null,""]
[{"$f":"IF(AND(ISBLANK(INDEX($G:$G,)), ISBLANK(INDEX($C:$C,))), \"\", 'PWS Records (System Entry)'!$D$4)","v":""},{"$f":"IF(AND(ISBLANK(INDEX($G:$G,)), ISBLANK(INDEX($C:$C,))), \"\", 'PWS Records (System Entry)'!$D$3)","v":""},null,null,null,null,null,null,null,null,null,null,null,null,null,null,null,null,null,null,""]
[{"$f":"IF(AND(ISBLANK(INDEX($G:$G,)), ISBLANK(INDEX($C:$C,))), \"\", 'PWS Records (System Entry)'!$D$4)","v":""},{"$f":"IF(AND(ISBLANK(INDEX($G:$G,)), ISBLANK(INDEX($C:$C,))), \"\", 'PWS Records (System Entry)'!$D$3)","v":""},null,null,null,null,null,null,null,null,null,null,null,null,null,null,null,null,null,null,""]
[{"$f":"IF(AND(ISBLANK(INDEX($G:$G,)), ISBLANK(INDEX($C:$C,))), \"\", 'PWS Records (System Entry)'!$D$4)","v":""},{"$f":"IF(AND(ISBLANK(INDEX($G:$G,)), ISBLANK(INDEX($C:$C,))), \"\", 'PWS Records (System Entry)'!$D$3)","v":""},null,null,null,null,null,null,null,null,null,null,null,null,null,null,null,null,null,null,""]
[{"$f":"IF(AND(ISBLANK(INDEX($G:$G,)), ISBLANK(INDEX($C:$C,))), \"\", 'PWS Records (System Entry)'!$D$4)","v":""},{"$f":"IF(AND(ISBLANK(INDEX($G:$G,)), ISBLANK(INDEX($C:$C,))), \"\", 'PWS Records (System Entry)'!$D$3)","v":""},null,null,null,null,null,null,null,null,null,null,null,null,null,null,null,null,null,null,""]
[{"$f":"IF(AND(ISBLANK(INDEX($G:$G,)), ISBLANK(INDEX($C:$C,))), \"\", 'PWS Records (System Entry)'!$D$4)","v":""},{"$f":"IF(AND(ISBLANK(INDEX($G:$G,)), ISBLANK(INDEX($C:$C,))), \"\", 'PWS Records (System Entry)'!$D$3)","v":""},null,null,null,null,null,null,null,null,null,null,null,null,null,null,null,null,null,null,""]
[{"$f":"IF(AND(ISBLANK(INDEX($G:$G,)), ISBLANK(INDEX($C:$C,))), \"\", 'PWS Records (System Entry)'!$D$4)","v":""},{"$f":"IF(AND(ISBLANK(INDEX($G:$G,)), ISBLANK(INDEX($C:$C,))), \"\", 'PWS Records (System Entry)'!$D$3)","v":""},null,null,null,null,null,null,null,null,null,null,null,null,null,null,null,null,null,null,""]
[{"$f":"IF(AND(ISBLANK(INDEX($G:$G,)), ISBLANK(INDEX($C:$C,))), \"\", 'PWS Records (System Entry)'!$D$4)","v":""},{"$f":"IF(AND(ISBLANK(INDEX($G:$G,)), ISBLANK(INDEX($C:$C,))), \"\", 'PWS Records (System Entry)'!$D$3)","v":""},null,null,null,null,null,null,null,null,null,null,null,null,null,null,null,null,null,null,""]
[{"$f":"IF(AND(ISBLANK(INDEX($G:$G,)), ISBLANK(INDEX($C:$C,))), \"\", 'PWS Records (System Entry)'!$D$4)","v":""},{"$f":"IF(AND(ISBLANK(INDEX($G:$G,)), ISBLANK(INDEX($C:$C,))), \"\", 'PWS Records (System Entry)'!$D$3)","v":""},null,null,null,null,null,null,null,null,null,null,null,null,null,null,null,null,null,null,""]
[{"$f":"IF(AND(ISBLANK(INDEX($G:$G,)), ISBLANK(INDEX($C:$C,))), \"\", 'PWS Records (System Entry)'!$D$4)","v":""},{"$f":"IF(AND(ISBLANK(INDEX($G:$G,)), ISBLANK(INDEX($C:$C,))), \"\", 'PWS Records (System Entry)'!$D$3)","v":""},null,null,null,null,null,null,null,null,null,null,null,null,null,null,null,null,null,null,""]
[{"$f":"IF(AND(ISBLANK(INDEX($G:$G,)), ISBLANK(INDEX($C:$C,))), \"\", 'PWS Records (System Entry)'!$D$4)","v":""},{"$f":"IF(AND(ISBLANK(INDEX($G:$G,)), ISBLANK(INDEX($C:$C,))), \"\", 'PWS Records (System Entry)'!$D$3)","v":""},null,null,null,null,null,null,null,null,null,null,null,null,null,null,null,null,null,null,""]
[{"$f":"IF(AND(ISBLANK(INDEX($G:$G,)), ISBLANK(INDEX($C:$C,))), \"\", 'PWS Records (System Entry)'!$D$4)","v":""},{"$f":"IF(AND(ISBLANK(INDEX($G:$G,)), ISBLANK(INDEX($C:$C,))), \"\", 'PWS Records (System Entry)'!$D$3)","v":""},null,null,null,null,null,null,null,null,null,null,null,null,null,null,null,null,null,null,""]
[{"$f":"IF(AND(ISBLANK(INDEX($G:$G,)), ISBLANK(INDEX($C:$C,))), \"\", 'PWS Records (System Entry)'!$D$4)","v":""},{"$f":"IF(AND(ISBLANK(INDEX($G:$G,)), ISBLANK(INDEX($C:$C,))), \"\", 'PWS Records (System Entry)'!$D$3)","v":""},null,null,null,null,null,null,null,null,null,null,null,null,null,null,null,null,null,null,""]
[{"$f":"IF(AND(ISBLANK(INDEX($G:$G,)), ISBLANK(INDEX($C:$C,))), \"\", 'PWS Records (System Entry)'!$D$4)","v":""},{"$f":"IF(AND(ISBLANK(INDEX($G:$G,)), ISBLANK(INDEX($C:$C,))), \"\", 'PWS Records (System Entry)'!$D$3)","v":""},null,null,null,null,null,null,null,null,null,null,null,null,null,null,null,null,null,null,""]
[{"$f":"IF(AND(ISBLANK(INDEX($G:$G,)), ISBLANK(INDEX($C:$C,))), \"\", 'PWS Records (System Entry)'!$D$4)","v":""},{"$f":"IF(AND(ISBLANK(INDEX($G:$G,)), ISBLANK(INDEX($C:$C,))), \"\", 'PWS Records (System Entry)'!$D$3)","v":""},null,null,null,null,null,null,null,null,null,null,null,null,null,null,null,null,null,null,""]
[{"$f":"IF(AND(ISBLANK(INDEX($G:$G,)), ISBLANK(INDEX($C:$C,))), \"\", 'PWS Records (System Entry)'!$D$4)","v":""},{"$f":"IF(AND(ISBLANK(INDEX($G:$G,)), ISBLANK(INDEX($C:$C,))), \"\", 'PWS Records (System Entry)'!$D$3)","v":""},null,null,null,null,null,null,null,null,null,null,null,null,null,null,null,null,null,null,""]
[{"$f":"IF(AND(ISBLANK(INDEX($G:$G,)), ISBLANK(INDEX($C:$C,))), \"\", 'PWS Records (System Entry)'!$D$4)","v":""},{"$f":"IF(AND(ISBLANK(INDEX($G:$G,)), ISBLANK(INDEX($C:$C,))), \"\", 'PWS Records (System Entry)'!$D$3)","v":""},null,null,null,null,null,null,null,null,null,null,null,null,null,null,null,null,null,null,""]
[{"$f":"IF(AND(ISBLANK(INDEX($G:$G,)), ISBLANK(INDEX($C:$C,))), \"\", 'PWS Records (System Entry)'!$D$4)","v":""},{"$f":"IF(AND(ISBLANK(INDEX($G:$G,)), ISBLANK(INDEX($C:$C,))), \"\", 'PWS Records (System Entry)'!$D$3)","v":""},null,null,null,null,null,null,null,null,null,null,null,null,null,null,null,null,null,null,""]
[{"$f":"IF(AND(ISBLANK(INDEX($G:$G,)), ISBLANK(INDEX($C:$C,))), \"\", 'PWS Records (System Entry)'!$D$4)","v":""},{"$f":"IF(AND(ISBLANK(INDEX($G:$G,)), ISBLANK(INDEX($C:$C,))), \"\", 'PWS Records (System Entry)'!$D$3)","v":""},null,null,null,null,null,null,null,null,null,null,null,null,null,null,null,null,null,null,""]
[{"$f":"IF(AND(ISBLANK(INDEX($G:$G,)), ISBLANK(INDEX($C:$C,))), \"\", 'PWS Records (System Entry)'!$D$4)","v":""},{"$f":"IF(AND(ISBLANK(INDEX($G:$G,)), ISBLANK(INDEX($C:$C,))), \"\", 'PWS Records (System Entry)'!$D$3)","v":""},null,null,null,null,null,null,null,null,null,null,null,null,null,null,null,null,null,null,""]
[{"$f":"IF(AND(ISBLANK(INDEX($G:$G,)), ISBLANK(INDEX($C:$C,))), \"\", 'PWS Records (System Entry)'!$D$4)","v":""},{"$f":"IF(AND(ISBLANK(INDEX($G:$G,)), ISBLANK(INDEX($C:$C,))), \"\", 'PWS Records (System Entry)'!$D$3)","v":""},null,null,null,null,null,null,null,null,null,null,null,null,null,null,null,null,null,null,""]
[{"$f":"IF(AND(ISBLANK(INDEX($G:$G,)), ISBLANK(INDEX($C:$C,))), \"\", 'PWS Records (System Entry)'!$D$4)","v":""},{"$f":"IF(AND(ISBLANK(INDEX($G:$G,)), ISBLANK(INDEX($C:$C,))), \"\", 'PWS Records (System Entry)'!$D$3)","v":""},null,null,null,null,null,null,null,null,null,null,null,null,null,null,null,null,null,null,""]
[{"$f":"IF(AND(ISBLANK(INDEX($G:$G,)), ISBLANK(INDEX($C:$C,))), \"\", 'PWS Records (System Entry)'!$D$4)","v":""},{"$f":"IF(AND(ISBLANK(INDEX($G:$G,)), ISBLANK(INDEX($C:$C,))), \"\", 'PWS Records (System Entry)'!$D$3)","v":""},null,null,null,null,null,null,null,null,null,null,null,null,null,null,null,null,null,null,""]
[{"$f":"IF(AND(ISBLANK(INDEX($G:$G,)), ISBLANK(INDEX($C:$C,))), \"\", 'PWS Records (System Entry)'!$D$4)","v":""},{"$f":"IF(AND(ISBLANK(INDEX($G:$G,)), ISBLANK(INDEX($C:$C,))), \"\", 'PWS Records (System Entry)'!$D$3)","v":""},null,null,null,null,null,null,null,null,null,null,null,null,null,null,null,null,null,null,""]
[{"$f":"IF(AND(ISBLANK(INDEX($G:$G,)), ISBLANK(INDEX($C:$C,))), \"\", 'PWS Records (System Entry)'!$D$4)","v":""},{"$f":"IF(AND(ISBLANK(INDEX($G:$G,)), ISBLANK(INDEX($C:$C,))), \"\", 'PWS Records (System Entry)'!$D$3)","v":""},null,null,null,null,null,null,null,null,null,null,null,null,null,null,null,null,null,null,{"$f":"IF(AND(INDEX($K:$K,)=\"\", INDEX($L:$L,)=\"\", INDEX($M:$M,)=\"\", INDEX($Q:$Q,)=\"\", INDEX($R:$R,)=\"\"), \"\", IF(OR(INDEX($K:$K,)=\"Lead\",INDEX($Q:$Q,)=\"Lead\"),\"Lead\",IF(OR(AND(OR(INDEX($M:$M,)=\"Yes\", INDEX($M:$M,)=\"Don't Know\", INDEX($M:$M,)=\"\"), INDEX($Q:$Q,)=\"Galvanized Iron/Steel\"), AND(INDEX($K:$K,)=\"Unknown\", INDEX($M:$M,)=\"No\", INDEX($Q:$Q,)=\"Galvanized Iron/Steel\")), \"Galvanized Requiring Replacement\", IF(OR(AND(OR(INDEX($K:$K,)=\"Galvanized Iron/Steel\", INDEX($K:$K,)=\"Non-Lead - Copper\", INDEX($K:$K,)=\"Non-Lead - Plastic\", INDEX($K:$K,)=\"Non-Lead - Other\", INDEX($K:$K,)=\"Non-Lead - Material Unknown\", INDEX($K:$K,)=\"No System Owned Portion\"), OR(INDEX($Q:$Q,)=\"Galvanized Iron/Steel\", INDEX($Q:$Q,)=\"Non-Lead - Copper\", INDEX($Q:$Q,)=\"Non-Lead - Plastic\", INDEX($Q:$Q,)=\"Non-Lead - Other\", INDEX($Q:$Q,)=\"Non-Lead - Predictive Model\", INDEX($Q:$Q,)=\"No Customer Owned Portion\")), AND(OR( INDEX($K:$K,)=\"Galvanized Iron/Steel\", INDEX($K:$K,)=\"Non-Lead - Copper\", INDEX($K:$K,)=\"Non-Lead - Plastic\", INDEX($K:$K,)=\"Non-Lead - Other\", INDEX($K:$K,)=\"Non-Lead - Material Unknown\", INDEX($K:$K,)=\"No System Owned Portion\"), INDEX($M:$M,)=\"No\", INDEX($Q:$Q,)=\"Non-Lead - Material Unknown\")), \"Non-Lead\", \"Lead Status Unknown\"))))","v":""}]
[{"$f":"IF(AND(ISBLANK(INDEX($G:$G,)), ISBLANK(INDEX($C:$C,))), \"\", 'PWS Records (System Entry)'!$D$4)","v":""},{"$f":"IF(AND(ISBLANK(INDEX($G:$G,)), ISBLANK(INDEX($C:$C,))), \"\", 'PWS Records (System Entry)'!$D$3)","v":""},null,null,null,null,null,null,null,null,null,null,null,null,null,null,null,null,null,null,""]
[{"$f":"IF(AND(ISBLANK(INDEX($G:$G,)), ISBLANK(INDEX($C:$C,))), \"\", 'PWS Records (System Entry)'!$D$4)","v":""},{"$f":"IF(AND(ISBLANK(INDEX($G:$G,)), ISBLANK(INDEX($C:$C,))), \"\", 'PWS Records (System Entry)'!$D$3)","v":""},null,null,null,null,null,null,null,null,null,null,null,null,null,null,null,null,null,null,""]
[{"$f":"IF(AND(ISBLANK(INDEX($G:$G,)), ISBLANK(INDEX($C:$C,))), \"\", 'PWS Records (System Entry)'!$D$4)","v":""},{"$f":"IF(AND(ISBLANK(INDEX($G:$G,)), ISBLANK(INDEX($C:$C,))), \"\", 'PWS Records (System Entry)'!$D$3)","v":""},null,null,null,null,null,null,null,null,null,null,null,null,null,null,null,null,null,null,""]
[{"$f":"IF(AND(ISBLANK(INDEX($G:$G,)), ISBLANK(INDEX($C:$C,))), \"\", 'PWS Records (System Entry)'!$D$4)","v":""},{"$f":"IF(AND(ISBLANK(INDEX($G:$G,)), ISBLANK(INDEX($C:$C,))), \"\", 'PWS Records (System Entry)'!$D$3)","v":""},null,null,null,null,null,null,null,null,null,null,null,null,null,null,null,null,null,null,""]
[{"$f":"IF(AND(ISBLANK(INDEX($G:$G,)), ISBLANK(INDEX($C:$C,))), \"\", 'PWS Records (System Entry)'!$D$4)","v":""},{"$f":"IF(AND(ISBLANK(INDEX($G:$G,)), ISBLANK(INDEX($C:$C,))), \"\", 'PWS Records (System Entry)'!$D$3)","v":""},null,null,null,null,null,null,null,null,null,null,null,null,null,null,null,null,null,null,""]
[{"$f":"IF(AND(ISBLANK(INDEX($G:$G,)), ISBLANK(INDEX($C:$C,))), \"\", 'PWS Records (System Entry)'!$D$4)","v":""},{"$f":"IF(AND(ISBLANK(INDEX($G:$G,)), ISBLANK(INDEX($C:$C,))), \"\", 'PWS Records (System Entry)'!$D$3)","v":""},null,null,null,null,null,null,null,null,null,null,null,null,null,null,null,null,null,null,""]
[{"$f":"IF(AND(ISBLANK(INDEX($G:$G,)), ISBLANK(INDEX($C:$C,))), \"\", 'PWS Records (System Entry)'!$D$4)","v":""},{"$f":"IF(AND(ISBLANK(INDEX($G:$G,)), ISBLANK(INDEX($C:$C,))), \"\", 'PWS Records (System Entry)'!$D$3)","v":""},null,null,null,null,null,null,null,null,null,null,null,null,null,null,null,null,null,null,""]
[{"$f":"IF(AND(ISBLANK(INDEX($G:$G,)), ISBLANK(INDEX($C:$C,))), \"\", 'PWS Records (System Entry)'!$D$4)","v":""},{"$f":"IF(AND(ISBLANK(INDEX($G:$G,)), ISBLANK(INDEX($C:$C,))), \"\", 'PWS Records (System Entry)'!$D$3)","v":""},null,null,null,null,null,null,null,null,null,null,null,null,null,null,null,null,null,null,""]
[{"$f":"IF(AND(ISBLANK(INDEX($G:$G,)), ISBLANK(INDEX($C:$C,))), \"\", 'PWS Records (System Entry)'!$D$4)","v":""},{"$f":"IF(AND(ISBLANK(INDEX($G:$G,)), ISBLANK(INDEX($C:$C,))), \"\", 'PWS Records (System Entry)'!$D$3)","v":""},null,null,null,null,null,null,null,null,null,null,null,null,null,null,null,null,null,null,""]
[{"$f":"IF(AND(ISBLANK(INDEX($G:$G,)), ISBLANK(INDEX($C:$C,))), \"\", 'PWS Records (System Entry)'!$D$4)","v":""},{"$f":"IF(AND(ISBLANK(INDEX($G:$G,)), ISBLANK(INDEX($C:$C,))), \"\", 'PWS Records (System Entry)'!$D$3)","v":""},null,null,null,null,null,null,null,null,null,null,null,null,null,null,null,null,null,null,""]
[{"$f":"IF(AND(ISBLANK(INDEX($G:$G,)), ISBLANK(INDEX($C:$C,))), \"\", 'PWS Records (System Entry)'!$D$4)","v":""},{"$f":"IF(AND(ISBLANK(INDEX($G:$G,)), ISBLANK(INDEX($C:$C,))), \"\", 'PWS Records (System Entry)'!$D$3)","v":""},null,null,null,null,null,null,null,null,null,null,null,null,null,null,null,null,null,null,""]
[{"$f":"IF(AND(ISBLANK(INDEX($G:$G,)), ISBLANK(INDEX($C:$C,))), \"\", 'PWS Records (System Entry)'!$D$4)","v":""},{"$f":"IF(AND(ISBLANK(INDEX($G:$G,)), ISBLANK(INDEX($C:$C,))), \"\", 'PWS Records (System Entry)'!$D$3)","v":""},null,null,null,null,null,null,null,null,null,null,null,null,null,null,null,null,null,null,""]
[{"$f":"IF(AND(ISBLANK(INDEX($G:$G,)), ISBLANK(INDEX($C:$C,))), \"\", 'PWS Records (System Entry)'!$D$4)","v":""},{"$f":"IF(AND(ISBLANK(INDEX($G:$G,)), ISBLANK(INDEX($C:$C,))), \"\", 'PWS Records (System Entry)'!$D$3)","v":""},null,null,null,null,null,null,null,null,null,null,null,null,null,null,null,null,null,null,""]
[{"$f":"IF(AND(ISBLANK(INDEX($G:$G,)), ISBLANK(INDEX($C:$C,))), \"\", 'PWS Records (System Entry)'!$D$4)","v":""},{"$f":"IF(AND(ISBLANK(INDEX($G:$G,)), ISBLANK(INDEX($C:$C,))), \"\", 'PWS Records (System Entry)'!$D$3)","v":""},null,null,null,null,null,null,null,null,null,null,null,null,null,null,null,null,null,null,""]
[{"$f":"IF(AND(ISBLANK(INDEX($G:$G,)), ISBLANK(INDEX($C:$C,))), \"\", 'PWS Records (System Entry)'!$D$4)","v":""},{"$f":"IF(AND(ISBLANK(INDEX($G:$G,)), ISBLANK(INDEX($C:$C,))), \"\", 'PWS Records (System Entry)'!$D$3)","v":""},null,null,null,null,null,null,null,null,null,null,null,null,null,null,null,null,null,null,""]
[{"$f":"IF(AND(ISBLANK(INDEX($G:$G,)), ISBLANK(INDEX($C:$C,))), \"\", 'PWS Records (System Entry)'!$D$4)","v":""},{"$f":"IF(AND(ISBLANK(INDEX($G:$G,)), ISBLANK(INDEX($C:$C,))), \"\", 'PWS Records (System Entry)'!$D$3)","v":""},null,null,null,null,null,null,null,null,null,null,null,null,null,null,null,null,null,null,""]
[{"$f":"IF(AND(ISBLANK(INDEX($G:$G,)), ISBLANK(INDEX($C:$C,))), \"\", 'PWS Records (System Entry)'!$D$4)","v":""},{"$f":"IF(AND(ISBLANK(INDEX($G:$G,)), ISBLANK(INDEX($C:$C,))), \"\", 'PWS Records (System Entry)'!$D$3)","v":""},null,null,null,null,null,null,null,null,null,null,null,null,null,null,null,null,null,null,""]
[{"$f":"IF(AND(ISBLANK(INDEX($G:$G,)), ISBLANK(INDEX($C:$C,))), \"\", 'PWS Records (System Entry)'!$D$4)","v":""},{"$f":"IF(AND(ISBLANK(INDEX($G:$G,)), ISBLANK(INDEX($C:$C,))), \"\", 'PWS Records (System Entry)'!$D$3)","v":""},null,null,null,null,null,null,null,null,null,null,null,null,null,null,null,null,null,null,""]
[{"$f":"IF(AND(ISBLANK(INDEX($G:$G,)), ISBLANK(INDEX($C:$C,))), \"\", 'PWS Records (System Entry)'!$D$4)","v":""},{"$f":"IF(AND(ISBLANK(INDEX($G:$G,)), ISBLANK(INDEX($C:$C,))), \"\", 'PWS Records (System Entry)'!$D$3)","v":""},null,null,null,null,null,null,null,null,null,null,null,null,null,null,null,null,null,null,""]
[{"$f":"IF(AND(ISBLANK(INDEX($G:$G,)), ISBLANK(INDEX($C:$C,))), \"\", 'PWS Records (System Entry)'!$D$4)","v":""},{"$f":"IF(AND(ISBLANK(INDEX($G:$G,)), ISBLANK(INDEX($C:$C,))), \"\", 'PWS Records (System Entry)'!$D$3)","v":""},null,null,null,null,null,null,null,null,null,null,null,null,null,null,null,null,null,null,""]
[{"$f":"IF(AND(ISBLANK(INDEX($G:$G,)), ISBLANK(INDEX($C:$C,))), \"\", 'PWS Records (System Entry)'!$D$4)","v":""},{"$f":"IF(AND(ISBLANK(INDEX($G:$G,)), ISBLANK(INDEX($C:$C,))), \"\", 'PWS Records (System Entry)'!$D$3)","v":""},null,null,null,null,null,null,null,null,null,null,null,null,null,null,null,null,null,null,""]
[{"$f":"IF(AND(ISBLANK(INDEX($G:$G,)), ISBLANK(INDEX($C:$C,))), \"\", 'PWS Records (System Entry)'!$D$4)","v":""},{"$f":"IF(AND(ISBLANK(INDEX($G:$G,)), ISBLANK(INDEX($C:$C,))), \"\", 'PWS Records (System Entry)'!$D$3)","v":""},null,null,null,null,null,null,null,null,null,null,null,null,null,null,null,null,null,null,""]
[{"$f":"IF(AND(ISBLANK(INDEX($G:$G,)), ISBLANK(INDEX($C:$C,))), \"\", 'PWS Records (System Entry)'!$D$4)","v":""},{"$f":"IF(AND(ISBLANK(INDEX($G:$G,)), ISBLANK(INDEX($C:$C,))), \"\", 'PWS Records (System Entry)'!$D$3)","v":""},null,null,null,null,null,null,null,null,null,null,null,null,null,null,null,null,null,null,""]
[{"$f":"IF(AND(ISBLANK(INDEX($G:$G,)), ISBLANK(INDEX($C:$C,))), \"\", 'PWS Records (System Entry)'!$D$4)","v":""},{"$f":"IF(AND(ISBLANK(INDEX($G:$G,)), ISBLANK(INDEX($C:$C,))), \"\", 'PWS Records (System Entry)'!$D$3)","v":""},null,null,null,null,null,null,null,null,null,null,null,null,null,null,null,null,null,null,""]
[{"$f":"IF(AND(ISBLANK(INDEX($G:$G,)), ISBLANK(INDEX($C:$C,))), \"\", 'PWS Records (System Entry)'!$D$4)","v":""},{"$f":"IF(AND(ISBLANK(INDEX($G:$G,)), ISBLANK(INDEX($C:$C,))), \"\", 'PWS Records (System Entry)'!$D$3)","v":""},null,null,null,null,null,null,null,null,null,null,null,null,null,null,null,null,null,null,""]
[{"$f":"IF(AND(ISBLANK(INDEX($G:$G,)), ISBLANK(INDEX($C:$C,))), \"\", 'PWS Records (System Entry)'!$D$4)","v":""},{"$f":"IF(AND(ISBLANK(INDEX($G:$G,)), ISBLANK(INDEX($C:$C,))), \"\", 'PWS Records (System Entry)'!$D$3)","v":""},null,null,null,null,null,null,null,null,null,null,null,null,null,null,null,null,null,null,""]
[{"$f":"IF(AND(ISBLANK(INDEX($G:$G,)), ISBLANK(INDEX($C:$C,))), \"\", 'PWS Records (System Entry)'!$D$4)","v":""},{"$f":"IF(AND(ISBLANK(INDEX($G:$G,)), ISBLANK(INDEX($C:$C,))), \"\", 'PWS Records (System Entry)'!$D$3)","v":""},null,null,null,null,null,null,null,null,null,null,null,null,null,null,null,null,null,null,""]
[{"$f":"IF(AND(ISBLANK(INDEX($G:$G,)), ISBLANK(INDEX($C:$C,))), \"\", 'PWS Records (System Entry)'!$D$4)","v":""},{"$f":"IF(AND(ISBLANK(INDEX($G:$G,)), ISBLANK(INDEX($C:$C,))), \"\", 'PWS Records (System Entry)'!$D$3)","v":""},null,null,null,null,null,null,null,null,null,null,null,null,null,null,null,null,null,null,""]
[{"$f":"IF(AND(ISBLANK(INDEX($G:$G,)), ISBLANK(INDEX($C:$C,))), \"\", 'PWS Records (System Entry)'!$D$4)","v":""},{"$f":"IF(AND(ISBLANK(INDEX($G:$G,)), ISBLANK(INDEX($C:$C,))), \"\", 'PWS Records (System Entry)'!$D$3)","v":""},null,null,null,null,null,null,null,null,null,null,null,null,null,null,null,null,null,null,{"$f":"IF(AND(INDEX($K:$K,)=\"\", INDEX($L:$L,)=\"\", INDEX($M:$M,)=\"\", INDEX($Q:$Q,)=\"\", INDEX($R:$R,)=\"\"), \"\", IF(OR(INDEX($K:$K,)=\"Lead\",INDEX($Q:$Q,)=\"Lead\"),\"Lead\",IF(OR(AND(OR(INDEX($M:$M,)=\"Yes\", INDEX($M:$M,)=\"Don't Know\", INDEX($M:$M,)=\"\"), INDEX($Q:$Q,)=\"Galvanized Iron/Steel\"), AND(INDEX($K:$K,)=\"Unknown\", INDEX($M:$M,)=\"No\", INDEX($Q:$Q,)=\"Galvanized Iron/Steel\")), \"Galvanized Requiring Replacement\", IF(OR(AND(OR(INDEX($K:$K,)=\"Galvanized Iron/Steel\", INDEX($K:$K,)=\"Non-Lead - Copper\", INDEX($K:$K,)=\"Non-Lead - Plastic\", INDEX($K:$K,)=\"Non-Lead - Other\", INDEX($K:$K,)=\"Non-Lead - Material Unknown\", INDEX($K:$K,)=\"No System Owned Portion\"), OR(INDEX($Q:$Q,)=\"Galvanized Iron/Steel\", INDEX($Q:$Q,)=\"Non-Lead - Copper\", INDEX($Q:$Q,)=\"Non-Lead - Plastic\", INDEX($Q:$Q,)=\"Non-Lead - Other\", INDEX($Q:$Q,)=\"Non-Lead - Predictive Model\", INDEX($Q:$Q,)=\"No Customer Owned Portion\")), AND(OR( INDEX($K:$K,)=\"Galvanized Iron/Steel\", INDEX($K:$K,)=\"Non-Lead - Copper\", INDEX($K:$K,)=\"Non-Lead - Plastic\", INDEX($K:$K,)=\"Non-Lead - Other\", INDEX($K:$K,)=\"Non-Lead - Material Unknown\", INDEX($K:$K,)=\"No System Owned Portion\"), INDEX($M:$M,)=\"No\", INDEX($Q:$Q,)=\"Non-Lead - Material Unknown\")), \"Non-Lead\", \"Lead Status Unknown\"))))","v":""}]
[{"$f":"IF(AND(ISBLANK(INDEX($G:$G,)), ISBLANK(INDEX($C:$C,))), \"\", 'PWS Records (System Entry)'!$D$4)","v":""},{"$f":"IF(AND(ISBLANK(INDEX($G:$G,)), ISBLANK(INDEX($C:$C,))), \"\", 'PWS Records (System Entry)'!$D$3)","v":""},null,null,null,null,null,null,null,null,null,null,null,null,null,null,null,null,null,null,""]
[{"$f":"IF(AND(ISBLANK(INDEX($G:$G,)), ISBLANK(INDEX($C:$C,))), \"\", 'PWS Records (System Entry)'!$D$4)","v":""},{"$f":"IF(AND(ISBLANK(INDEX($G:$G,)), ISBLANK(INDEX($C:$C,))), \"\", 'PWS Records (System Entry)'!$D$3)","v":""},null,null,null,null,null,null,null,null,null,null,null,null,null,null,null,null,null,null,""]
[{"$f":"IF(AND(ISBLANK(INDEX($G:$G,)), ISBLANK(INDEX($C:$C,))), \"\", 'PWS Records (System Entry)'!$D$4)","v":""},{"$f":"IF(AND(ISBLANK(INDEX($G:$G,)), ISBLANK(INDEX($C:$C,))), \"\", 'PWS Records (System Entry)'!$D$3)","v":""},null,null,null,null,null,null,null,null,null,null,null,null,null,null,null,null,null,null,""]
[{"$f":"IF(AND(ISBLANK(INDEX($G:$G,)), ISBLANK(INDEX($C:$C,))), \"\", 'PWS Records (System Entry)'!$D$4)","v":""},{"$f":"IF(AND(ISBLANK(INDEX($G:$G,)), ISBLANK(INDEX($C:$C,))), \"\", 'PWS Records (System Entry)'!$D$3)","v":""},null,null,null,null,null,null,null,null,null,null,null,null,null,null,null,null,null,null,""]
[{"$f":"IF(AND(ISBLANK(INDEX($G:$G,)), ISBLANK(INDEX($C:$C,))), \"\", 'PWS Records (System Entry)'!$D$4)","v":""},{"$f":"IF(AND(ISBLANK(INDEX($G:$G,)), ISBLANK(INDEX($C:$C,))), \"\", 'PWS Records (System Entry)'!$D$3)","v":""},null,null,null,null,null,null,null,null,null,null,null,null,null,null,null,null,null,null,""]
[{"$f":"IF(AND(ISBLANK(INDEX($G:$G,)), ISBLANK(INDEX($C:$C,))), \"\", 'PWS Records (System Entry)'!$D$4)","v":""},{"$f":"IF(AND(ISBLANK(INDEX($G:$G,)), ISBLANK(INDEX($C:$C,))), \"\", 'PWS Records (System Entry)'!$D$3)","v":""},null,null,null,null,null,null,null,null,null,null,null,null,null,null,null,null,null,null,""]
[{"$f":"IF(AND(ISBLANK(INDEX($G:$G,)), ISBLANK(INDEX($C:$C,))), \"\", 'PWS Records (System Entry)'!$D$4)","v":""},{"$f":"IF(AND(ISBLANK(INDEX($G:$G,)), ISBLANK(INDEX($C:$C,))), \"\", 'PWS Records (System Entry)'!$D$3)","v":""},null,null,null,null,null,null,null,null,null,null,null,null,null,null,null,null,null,null,""]
[{"$f":"IF(AND(ISBLANK(INDEX($G:$G,)), ISBLANK(INDEX($C:$C,))), \"\", 'PWS Records (System Entry)'!$D$4)","v":""},{"$f":"IF(AND(ISBLANK(INDEX($G:$G,)), ISBLANK(INDEX($C:$C,))), \"\", 'PWS Records (System Entry)'!$D$3)","v":""},null,null,null,null,null,null,null,null,null,null,null,null,null,null,null,null,null,null,""]
[{"$f":"IF(AND(ISBLANK(INDEX($G:$G,)), ISBLANK(INDEX($C:$C,))), \"\", 'PWS Records (System Entry)'!$D$4)","v":""},{"$f":"IF(AND(ISBLANK(INDEX($G:$G,)), ISBLANK(INDEX($C:$C,))), \"\", 'PWS Records (System Entry)'!$D$3)","v":""},null,null,null,null,null,null,null,null,null,null,null,null,null,null,null,null,null,null,""]
[{"$f":"IF(AND(ISBLANK(INDEX($G:$G,)), ISBLANK(INDEX($C:$C,))), \"\", 'PWS Records (System Entry)'!$D$4)","v":""},{"$f":"IF(AND(ISBLANK(INDEX($G:$G,)), ISBLANK(INDEX($C:$C,))), \"\", 'PWS Records (System Entry)'!$D$3)","v":""},null,null,null,null,null,null,null,null,null,null,null,null,null,null,null,null,null,null,""]
[{"$f":"IF(AND(ISBLANK(INDEX($G:$G,)), ISBLANK(INDEX($C:$C,))), \"\", 'PWS Records (System Entry)'!$D$4)","v":""},{"$f":"IF(AND(ISBLANK(INDEX($G:$G,)), ISBLANK(INDEX($C:$C,))), \"\", 'PWS Records (System Entry)'!$D$3)","v":""},null,null,null,null,null,null,null,null,null,null,null,null,null,null,null,null,null,null,""]
[{"$f":"IF(AND(ISBLANK(INDEX($G:$G,)), ISBLANK(INDEX($C:$C,))), \"\", 'PWS Records (System Entry)'!$D$4)","v":""},{"$f":"IF(AND(ISBLANK(INDEX($G:$G,)), ISBLANK(INDEX($C:$C,))), \"\", 'PWS Records (System Entry)'!$D$3)","v":""},null,null,null,null,null,null,null,null,null,null,null,null,null,null,null,null,null,null,""]
[{"$f":"IF(AND(ISBLANK(INDEX($G:$G,)), ISBLANK(INDEX($C:$C,))), \"\", 'PWS Records (System Entry)'!$D$4)","v":""},{"$f":"IF(AND(ISBLANK(INDEX($G:$G,)), ISBLANK(INDEX($C:$C,))), \"\", 'PWS Records (System Entry)'!$D$3)","v":""},null,null,null,null,null,null,null,null,null,null,null,null,null,null,null,null,null,null,""]
[{"$f":"IF(AND(ISBLANK(INDEX($G:$G,)), ISBLANK(INDEX($C:$C,))), \"\", 'PWS Records (System Entry)'!$D$4)","v":""},{"$f":"IF(AND(ISBLANK(INDEX($G:$G,)), ISBLANK(INDEX($C:$C,))), \"\", 'PWS Records (System Entry)'!$D$3)","v":""},null,null,null,null,null,null,null,null,null,null,null,null,null,null,null,null,null,null,""]
[{"$f":"IF(AND(ISBLANK(INDEX($G:$G,)), ISBLANK(INDEX($C:$C,))), \"\", 'PWS Records (System Entry)'!$D$4)","v":""},{"$f":"IF(AND(ISBLANK(INDEX($G:$G,)), ISBLANK(INDEX($C:$C,))), \"\", 'PWS Records (System Entry)'!$D$3)","v":""},null,null,null,null,null,null,null,null,null,null,null,null,null,null,null,null,null,null,""]
[{"$f":"IF(AND(ISBLANK(INDEX($G:$G,)), ISBLANK(INDEX($C:$C,))), \"\", 'PWS Records (System Entry)'!$D$4)","v":""},{"$f":"IF(AND(ISBLANK(INDEX($G:$G,)), ISBLANK(INDEX($C:$C,))), \"\", 'PWS Records (System Entry)'!$D$3)","v":""},null,null,null,null,null,null,null,null,null,null,null,null,null,null,null,null,null,null,""]
[{"$f":"IF(AND(ISBLANK(INDEX($G:$G,)), ISBLANK(INDEX($C:$C,))), \"\", 'PWS Records (System Entry)'!$D$4)","v":""},{"$f":"IF(AND(ISBLANK(INDEX($G:$G,)), ISBLANK(INDEX($C:$C,))), \"\", 'PWS Records (System Entry)'!$D$3)","v":""},null,null,null,null,null,null,null,null,null,null,null,null,null,null,null,null,null,null,""]
[{"$f":"IF(AND(ISBLANK(INDEX($G:$G,)), ISBLANK(INDEX($C:$C,))), \"\", 'PWS Records (System Entry)'!$D$4)","v":""},{"$f":"IF(AND(ISBLANK(INDEX($G:$G,)), ISBLANK(INDEX($C:$C,))), \"\", 'PWS Records (System Entry)'!$D$3)","v":""},null,null,null,null,null,null,null,null,null,null,null,null,null,null,null,null,null,null,""]
[{"$f":"IF(AND(ISBLANK(INDEX($G:$G,)), ISBLANK(INDEX($C:$C,))), \"\", 'PWS Records (System Entry)'!$D$4)","v":""},{"$f":"IF(AND(ISBLANK(INDEX($G:$G,)), ISBLANK(INDEX($C:$C,))), \"\", 'PWS Records (System Entry)'!$D$3)","v":""},null,null,null,null,null,null,null,null,null,null,null,null,null,null,null,null,null,null,""]
[{"$f":"IF(AND(ISBLANK(INDEX($G:$G,)), ISBLANK(INDEX($C:$C,))), \"\", 'PWS Records (System Entry)'!$D$4)","v":""},{"$f":"IF(AND(ISBLANK(INDEX($G:$G,)), ISBLANK(INDEX($C:$C,))), \"\", 'PWS Records (System Entry)'!$D$3)","v":""},null,null,null,null,null,null,null,null,null,null,null,null,null,null,null,null,null,null,""]
[{"$f":"IF(AND(ISBLANK(INDEX($G:$G,)), ISBLANK(INDEX($C:$C,))), \"\", 'PWS Records (System Entry)'!$D$4)","v":""},{"$f":"IF(AND(ISBLANK(INDEX($G:$G,)), ISBLANK(INDEX($C:$C,))), \"\", 'PWS Records (System Entry)'!$D$3)","v":""},null,null,null,null,null,null,null,null,null,null,null,null,null,null,null,null,null,null,""]
[{"$f":"IF(AND(ISBLANK(INDEX($G:$G,)), ISBLANK(INDEX($C:$C,))), \"\", 'PWS Records (System Entry)'!$D$4)","v":""},{"$f":"IF(AND(ISBLANK(INDEX($G:$G,)), ISBLANK(INDEX($C:$C,))), \"\", 'PWS Records (System Entry)'!$D$3)","v":""},null,null,null,null,null,null,null,null,null,null,null,null,null,null,null,null,null,null,""]
[{"$f":"IF(AND(ISBLANK(INDEX($G:$G,)), ISBLANK(INDEX($C:$C,))), \"\", 'PWS Records (System Entry)'!$D$4)","v":""},{"$f":"IF(AND(ISBLANK(INDEX($G:$G,)), ISBLANK(INDEX($C:$C,))), \"\", 'PWS Records (System Entry)'!$D$3)","v":""},null,null,null,null,null,null,null,null,null,null,null,null,null,null,null,null,null,null,""]
[{"$f":"IF(AND(ISBLANK(INDEX($G:$G,)), ISBLANK(INDEX($C:$C,))), \"\", 'PWS Records (System Entry)'!$D$4)","v":""},{"$f":"IF(AND(ISBLANK(INDEX($G:$G,)), ISBLANK(INDEX($C:$C,))), \"\", 'PWS Records (System Entry)'!$D$3)","v":""},null,null,null,null,null,null,null,null,null,null,null,null,null,null,null,null,null,null,""]
[{"$f":"IF(AND(ISBLANK(INDEX($G:$G,)), ISBLANK(INDEX($C:$C,))), \"\", 'PWS Records (System Entry)'!$D$4)","v":""},{"$f":"IF(AND(ISBLANK(INDEX($G:$G,)), ISBLANK(INDEX($C:$C,))), \"\", 'PWS Records (System Entry)'!$D$3)","v":""},null,null,null,null,null,null,null,null,null,null,null,null,null,null,null,null,null,null,""]
[{"$f":"IF(AND(ISBLANK(INDEX($G:$G,)), ISBLANK(INDEX($C:$C,))), \"\", 'PWS Records (System Entry)'!$D$4)","v":""},{"$f":"IF(AND(ISBLANK(INDEX($G:$G,)), ISBLANK(INDEX($C:$C,))), \"\", 'PWS Records (System Entry)'!$D$3)","v":""},null,null,null,null,null,null,null,null,null,null,null,null,null,null,null,null,null,null,""]
[{"$f":"IF(AND(ISBLANK(INDEX($G:$G,)), ISBLANK(INDEX($C:$C,))), \"\", 'PWS Records (System Entry)'!$D$4)","v":""},{"$f":"IF(AND(ISBLANK(INDEX($G:$G,)), ISBLANK(INDEX($C:$C,))), \"\", 'PWS Records (System Entry)'!$D$3)","v":""},null,null,null,null,null,null,null,null,null,null,null,null,null,null,null,null,null,null,""]
[{"$f":"IF(AND(ISBLANK(INDEX($G:$G,)), ISBLANK(INDEX($C:$C,))), \"\", 'PWS Records (System Entry)'!$D$4)","v":""},{"$f":"IF(AND(ISBLANK(INDEX($G:$G,)), ISBLANK(INDEX($C:$C,))), \"\", 'PWS Records (System Entry)'!$D$3)","v":""},null,null,null,null,null,null,null,null,null,null,null,null,null,null,null,null,null,null,""]
[{"$f":"IF(AND(ISBLANK(INDEX($G:$G,)), ISBLANK(INDEX($C:$C,))), \"\", 'PWS Records (System Entry)'!$D$4)","v":""},{"$f":"IF(AND(ISBLANK(INDEX($G:$G,)), ISBLANK(INDEX($C:$C,))), \"\", 'PWS Records (System Entry)'!$D$3)","v":""},null,null,null,null,null,null,null,null,null,null,null,null,null,null,null,null,null,null,""]
[{"$f":"IF(AND(ISBLANK(INDEX($G:$G,)), ISBLANK(INDEX($C:$C,))), \"\", 'PWS Records (System Entry)'!$D$4)","v":""},{"$f":"IF(AND(ISBLANK(INDEX($G:$G,)), ISBLANK(INDEX($C:$C,))), \"\", 'PWS Records (System Entry)'!$D$3)","v":""},null,null,null,null,null,null,null,null,null,null,null,null,null,null,null,null,null,null,""]
[{"$f":"IF(AND(ISBLANK(INDEX($G:$G,)), ISBLANK(INDEX($C:$C,))), \"\", 'PWS Records (System Entry)'!$D$4)","v":""},{"$f":"IF(AND(ISBLANK(INDEX($G:$G,)), ISBLANK(INDEX($C:$C,))), \"\", 'PWS Records (System Entry)'!$D$3)","v":""},null,null,null,null,null,null,null,null,null,null,null,null,null,null,null,null,null,null,""]
[{"$f":"IF(AND(ISBLANK(INDEX($G:$G,)), ISBLANK(INDEX($C:$C,))), \"\", 'PWS Records (System Entry)'!$D$4)","v":""},{"$f":"IF(AND(ISBLANK(INDEX($G:$G,)), ISBLANK(INDEX($C:$C,))), \"\", 'PWS Records (System Entry)'!$D$3)","v":""},null,null,null,null,null,null,null,null,null,null,null,null,null,null,null,null,null,null,""]
[{"$f":"IF(AND(ISBLANK(INDEX($G:$G,)), ISBLANK(INDEX($C:$C,))), \"\", 'PWS Records (System Entry)'!$D$4)","v":""},{"$f":"IF(AND(ISBLANK(INDEX($G:$G,)), ISBLANK(INDEX($C:$C,))), \"\", 'PWS Records (System Entry)'!$D$3)","v":""},null,null,null,null,null,null,null,null,null,null,null,null,null,null,null,null,null,null,""]
[{"$f":"IF(AND(ISBLANK(INDEX($G:$G,)), ISBLANK(INDEX($C:$C,))), \"\", 'PWS Records (System Entry)'!$D$4)","v":""},{"$f":"IF(AND(ISBLANK(INDEX($G:$G,)), ISBLANK(INDEX($C:$C,))), \"\", 'PWS Records (System Entry)'!$D$3)","v":""},null,null,null,null,null,null,null,null,null,null,null,null,null,null,null,null,null,null,""]
[{"$f":"IF(AND(ISBLANK(INDEX($G:$G,)), ISBLANK(INDEX($C:$C,))), \"\", 'PWS Records (System Entry)'!$D$4)","v":""},{"$f":"IF(AND(ISBLANK(INDEX($G:$G,)), ISBLANK(INDEX($C:$C,))), \"\", 'PWS Records (System Entry)'!$D$3)","v":""},null,null,null,null,null,null,null,null,null,null,null,null,null,null,null,null,null,null,""]
[{"$f":"IF(AND(ISBLANK(INDEX($G:$G,)), ISBLANK(INDEX($C:$C,))), \"\", 'PWS Records (System Entry)'!$D$4)","v":""},{"$f":"IF(AND(ISBLANK(INDEX($G:$G,)), ISBLANK(INDEX($C:$C,))), \"\", 'PWS Records (System Entry)'!$D$3)","v":""},null,null,null,null,null,null,null,null,null,null,null,null,null,null,null,null,null,null,""]
[{"$f":"IF(AND(ISBLANK(INDEX($G:$G,)), ISBLANK(INDEX($C:$C,))), \"\", 'PWS Records (System Entry)'!$D$4)","v":""},{"$f":"IF(AND(ISBLANK(INDEX($G:$G,)), ISBLANK(INDEX($C:$C,))), \"\", 'PWS Records (System Entry)'!$D$3)","v":""},null,null,null,null,null,null,null,null,null,null,null,null,null,null,null,null,null,null,""]
[{"$f":"IF(AND(ISBLANK(INDEX($G:$G,)), ISBLANK(INDEX($C:$C,))), \"\", 'PWS Records (System Entry)'!$D$4)","v":""},{"$f":"IF(AND(ISBLANK(INDEX($G:$G,)), ISBLANK(INDEX($C:$C,))), \"\", 'PWS Records (System Entry)'!$D$3)","v":""},null,null,null,null,null,null,null,null,null,null,null,null,null,null,null,null,null,null,""]
[{"$f":"IF(AND(ISBLANK(INDEX($G:$G,)), ISBLANK(INDEX($C:$C,))), \"\", 'PWS Records (System Entry)'!$D$4)","v":""},{"$f":"IF(AND(ISBLANK(INDEX($G:$G,)), ISBLANK(INDEX($C:$C,))), \"\", 'PWS Records (System Entry)'!$D$3)","v":""},null,null,null,null,null,null,null,null,null,null,null,null,null,null,null,null,null,null,""]
[{"$f":"IF(AND(ISBLANK(INDEX($G:$G,)), ISBLANK(INDEX($C:$C,))), \"\", 'PWS Records (System Entry)'!$D$4)","v":""},{"$f":"IF(AND(ISBLANK(INDEX($G:$G,)), ISBLANK(INDEX($C:$C,))), \"\", 'PWS Records (System Entry)'!$D$3)","v":""},null,null,null,null,null,null,null,null,null,null,null,null,null,null,null,null,null,null,""]
[{"$f":"IF(AND(ISBLANK(INDEX($G:$G,)), ISBLANK(INDEX($C:$C,))), \"\", 'PWS Records (System Entry)'!$D$4)","v":""},{"$f":"IF(AND(ISBLANK(INDEX($G:$G,)), ISBLANK(INDEX($C:$C,))), \"\", 'PWS Records (System Entry)'!$D$3)","v":""},null,null,null,null,null,null,null,null,null,null,null,null,null,null,null,null,null,null,""]
[{"$f":"IF(AND(ISBLANK(INDEX($G:$G,)), ISBLANK(INDEX($C:$C,))), \"\", 'PWS Records (System Entry)'!$D$4)","v":""},{"$f":"IF(AND(ISBLANK(INDEX($G:$G,)), ISBLANK(INDEX($C:$C,))), \"\", 'PWS Records (System Entry)'!$D$3)","v":""},null,null,null,null,null,null,null,null,null,null,null,null,null,null,null,null,null,null,""]
[{"$f":"IF(AND(ISBLANK(INDEX($G:$G,)), ISBLANK(INDEX($C:$C,))), \"\", 'PWS Records (System Entry)'!$D$4)","v":""},{"$f":"IF(AND(ISBLANK(INDEX($G:$G,)), ISBLANK(INDEX($C:$C,))), \"\", 'PWS Records (System Entry)'!$D$3)","v":""},null,null,null,null,null,null,null,null,null,null,null,null,null,null,null,null,null,null,""]
[{"$f":"IF(AND(ISBLANK(INDEX($G:$G,)), ISBLANK(INDEX($C:$C,))), \"\", 'PWS Records (System Entry)'!$D$4)","v":""},{"$f":"IF(AND(ISBLANK(INDEX($G:$G,)), ISBLANK(INDEX($C:$C,))), \"\", 'PWS Records (System Entry)'!$D$3)","v":""},null,null,null,null,null,null,null,null,null,null,null,null,null,null,null,null,null,null,""]
[{"$f":"IF(AND(ISBLANK(INDEX($G:$G,)), ISBLANK(INDEX($C:$C,))), \"\", 'PWS Records (System Entry)'!$D$4)","v":""},{"$f":"IF(AND(ISBLANK(INDEX($G:$G,)), ISBLANK(INDEX($C:$C,))), \"\", 'PWS Records (System Entry)'!$D$3)","v":""},null,null,null,null,null,null,null,null,null,null,null,null,null,null,null,null,null,null,""]
[{"$f":"IF(AND(ISBLANK(INDEX($G:$G,)), ISBLANK(INDEX($C:$C,))), \"\", 'PWS Records (System Entry)'!$D$4)","v":""},{"$f":"IF(AND(ISBLANK(INDEX($G:$G,)), ISBLANK(INDEX($C:$C,))), \"\", 'PWS Records (System Entry)'!$D$3)","v":""},null,null,null,null,null,null,null,null,null,null,null,null,null,null,null,null,null,null,""]
[{"$f":"IF(AND(ISBLANK(INDEX($G:$G,)), ISBLANK(INDEX($C:$C,))), \"\", 'PWS Records (System Entry)'!$D$4)","v":""},{"$f":"IF(AND(ISBLANK(INDEX($G:$G,)), ISBLANK(INDEX($C:$C,))), \"\", 'PWS Records (System Entry)'!$D$3)","v":""},null,null,null,null,null,null,null,null,null,null,null,null,null,null,null,null,null,null,""]
[{"$f":"IF(AND(ISBLANK(INDEX($G:$G,)), ISBLANK(INDEX($C:$C,))), \"\", 'PWS Records (System Entry)'!$D$4)","v":""},{"$f":"IF(AND(ISBLANK(INDEX($G:$G,)), ISBLANK(INDEX($C:$C,))), \"\", 'PWS Records (System Entry)'!$D$3)","v":""},null,null,null,null,null,null,null,null,null,null,null,null,null,null,null,null,null,null,""]
[{"$f":"IF(AND(ISBLANK(INDEX($G:$G,)), ISBLANK(INDEX($C:$C,))), \"\", 'PWS Records (System Entry)'!$D$4)","v":""},{"$f":"IF(AND(ISBLANK(INDEX($G:$G,)), ISBLANK(INDEX($C:$C,))), \"\", 'PWS Records (System Entry)'!$D$3)","v":""},null,null,null,null,null,null,null,null,null,null,null,null,null,null,null,null,null,null,""]
[{"$f":"IF(AND(ISBLANK(INDEX($G:$G,)), ISBLANK(INDEX($C:$C,))), \"\", 'PWS Records (System Entry)'!$D$4)","v":""},{"$f":"IF(AND(ISBLANK(INDEX($G:$G,)), ISBLANK(INDEX($C:$C,))), \"\", 'PWS Records (System Entry)'!$D$3)","v":""},null,null,null,null,null,null,null,null,null,null,null,null,null,null,null,null,null,null,""]
[{"$f":"IF(AND(ISBLANK(INDEX($G:$G,)), ISBLANK(INDEX($C:$C,))), \"\", 'PWS Records (System Entry)'!$D$4)","v":""},{"$f":"IF(AND(ISBLANK(INDEX($G:$G,)), ISBLANK(INDEX($C:$C,))), \"\", 'PWS Records (System Entry)'!$D$3)","v":""},null,null,null,null,null,null,null,null,null,null,null,null,null,null,null,null,null,null,""]
[{"$f":"IF(AND(ISBLANK(INDEX($G:$G,)), ISBLANK(INDEX($C:$C,))), \"\", 'PWS Records (System Entry)'!$D$4)","v":""},{"$f":"IF(AND(ISBLANK(INDEX($G:$G,)), ISBLANK(INDEX($C:$C,))), \"\", 'PWS Records (System Entry)'!$D$3)","v":""},null,null,null,null,null,null,null,null,null,null,null,null,null,null,null,null,null,null,""]
[{"$f":"IF(AND(ISBLANK(INDEX($G:$G,)), ISBLANK(INDEX($C:$C,))), \"\", 'PWS Records (System Entry)'!$D$4)","v":""},{"$f":"IF(AND(ISBLANK(INDEX($G:$G,)), ISBLANK(INDEX($C:$C,))), \"\", 'PWS Records (System Entry)'!$D$3)","v":""},null,null,null,null,null,null,null,null,null,null,null,null,null,null,null,null,null,null,""]
[{"$f":"IF(AND(ISBLANK(INDEX($G:$G,)), ISBLANK(INDEX($C:$C,))), \"\", 'PWS Records (System Entry)'!$D$4)","v":""},{"$f":"IF(AND(ISBLANK(INDEX($G:$G,)), ISBLANK(INDEX($C:$C,))), \"\", 'PWS Records (System Entry)'!$D$3)","v":""},null,null,null,null,null,null,null,null,null,null,null,null,null,null,null,null,null,null,""]
[{"$f":"IF(AND(ISBLANK(INDEX($G:$G,)), ISBLANK(INDEX($C:$C,))), \"\", 'PWS Records (System Entry)'!$D$4)","v":""},{"$f":"IF(AND(ISBLANK(INDEX($G:$G,)), ISBLANK(INDEX($C:$C,))), \"\", 'PWS Records (System Entry)'!$D$3)","v":""},null,null,null,null,null,null,null,null,null,null,null,null,null,null,null,null,null,null,""]
[{"$f":"IF(AND(ISBLANK(INDEX($G:$G,)), ISBLANK(INDEX($C:$C,))), \"\", 'PWS Records (System Entry)'!$D$4)","v":""},{"$f":"IF(AND(ISBLANK(INDEX($G:$G,)), ISBLANK(INDEX($C:$C,))), \"\", 'PWS Records (System Entry)'!$D$3)","v":""},null,null,null,null,null,null,null,null,null,null,null,null,null,null,null,null,null,null,""]
[{"$f":"IF(AND(ISBLANK(INDEX($G:$G,)), ISBLANK(INDEX($C:$C,))), \"\", 'PWS Records (System Entry)'!$D$4)","v":""},{"$f":"IF(AND(ISBLANK(INDEX($G:$G,)), ISBLANK(INDEX($C:$C,))), \"\", 'PWS Records (System Entry)'!$D$3)","v":""},null,null,null,null,null,null,null,null,null,null,null,null,null,null,null,null,null,null,{"$f":"IF(AND(INDEX($K:$K,)=\"\", INDEX($L:$L,)=\"\", INDEX($M:$M,)=\"\", INDEX($Q:$Q,)=\"\", INDEX($R:$R,)=\"\"), \"\", IF(OR(INDEX($K:$K,)=\"Lead\",INDEX($Q:$Q,)=\"Lead\"),\"Lead\",IF(OR(AND(OR(INDEX($M:$M,)=\"Yes\", INDEX($M:$M,)=\"Don't Know\", INDEX($M:$M,)=\"\"), INDEX($Q:$Q,)=\"Galvanized Iron/Steel\"), AND(INDEX($K:$K,)=\"Unknown\", INDEX($M:$M,)=\"No\", INDEX($Q:$Q,)=\"Galvanized Iron/Steel\")), \"Galvanized Requiring Replacement\", IF(OR(AND(OR(INDEX($K:$K,)=\"Galvanized Iron/Steel\", INDEX($K:$K,)=\"Non-Lead - Copper\", INDEX($K:$K,)=\"Non-Lead - Plastic\", INDEX($K:$K,)=\"Non-Lead - Other\", INDEX($K:$K,)=\"Non-Lead - Material Unknown\", INDEX($K:$K,)=\"No System Owned Portion\"), OR(INDEX($Q:$Q,)=\"Galvanized Iron/Steel\", INDEX($Q:$Q,)=\"Non-Lead - Copper\", INDEX($Q:$Q,)=\"Non-Lead - Plastic\", INDEX($Q:$Q,)=\"Non-Lead - Other\", INDEX($Q:$Q,)=\"Non-Lead - Predictive Model\", INDEX($Q:$Q,)=\"No Customer Owned Portion\")), AND(OR( INDEX($K:$K,)=\"Galvanized Iron/Steel\", INDEX($K:$K,)=\"Non-Lead - Copper\", INDEX($K:$K,)=\"Non-Lead - Plastic\", INDEX($K:$K,)=\"Non-Lead - Other\", INDEX($K:$K,)=\"Non-Lead - Material Unknown\", INDEX($K:$K,)=\"No System Owned Portion\"), INDEX($M:$M,)=\"No\", INDEX($Q:$Q,)=\"Non-Lead - Material Unknown\")), \"Non-Lead\", \"Lead Status Unknown\"))))","v":""}]
[{"$f":"IF(AND(ISBLANK(INDEX($G:$G,)), ISBLANK(INDEX($C:$C,))), \"\", 'PWS Records (System Entry)'!$D$4)","v":""},{"$f":"IF(AND(ISBLANK(INDEX($G:$G,)), ISBLANK(INDEX($C:$C,))), \"\", 'PWS Records (System Entry)'!$D$3)","v":""},null,null,null,null,null,null,null,null,null,null,null,null,null,null,null,null,null,null,""]
[{"$f":"IF(AND(ISBLANK(INDEX($G:$G,)), ISBLANK(INDEX($C:$C,))), \"\", 'PWS Records (System Entry)'!$D$4)","v":""},{"$f":"IF(AND(ISBLANK(INDEX($G:$G,)), ISBLANK(INDEX($C:$C,))), \"\", 'PWS Records (System Entry)'!$D$3)","v":""},null,null,null,null,null,null,null,null,null,null,null,null,null,null,null,null,null,null,""]
[{"$f":"IF(AND(ISBLANK(INDEX($G:$G,)), ISBLANK(INDEX($C:$C,))), \"\", 'PWS Records (System Entry)'!$D$4)","v":""},{"$f":"IF(AND(ISBLANK(INDEX($G:$G,)), ISBLANK(INDEX($C:$C,))), \"\", 'PWS Records (System Entry)'!$D$3)","v":""},null,null,null,null,null,null,null,null,null,null,null,null,null,null,null,null,null,null,""]
[{"$f":"IF(AND(ISBLANK(INDEX($G:$G,)), ISBLANK(INDEX($C:$C,))), \"\", 'PWS Records (System Entry)'!$D$4)","v":""},{"$f":"IF(AND(ISBLANK(INDEX($G:$G,)), ISBLANK(INDEX($C:$C,))), \"\", 'PWS Records (System Entry)'!$D$3)","v":""},null,null,null,null,null,null,null,null,null,null,null,null,null,null,null,null,null,null,""]
[{"$f":"IF(AND(ISBLANK(INDEX($G:$G,)), ISBLANK(INDEX($C:$C,))), \"\", 'PWS Records (System Entry)'!$D$4)","v":""},{"$f":"IF(AND(ISBLANK(INDEX($G:$G,)), ISBLANK(INDEX($C:$C,))), \"\", 'PWS Records (System Entry)'!$D$3)","v":""},null,null,null,null,null,null,null,null,null,null,null,null,null,null,null,null,null,null,""]
[{"$f":"IF(AND(ISBLANK(INDEX($G:$G,)), ISBLANK(INDEX($C:$C,))), \"\", 'PWS Records (System Entry)'!$D$4)","v":""},{"$f":"IF(AND(ISBLANK(INDEX($G:$G,)), ISBLANK(INDEX($C:$C,))), \"\", 'PWS Records (System Entry)'!$D$3)","v":""},null,null,null,null,null,null,null,null,null,null,null,null,null,null,null,null,null,null,""]
[{"$f":"IF(AND(ISBLANK(INDEX($G:$G,)), ISBLANK(INDEX($C:$C,))), \"\", 'PWS Records (System Entry)'!$D$4)","v":""},{"$f":"IF(AND(ISBLANK(INDEX($G:$G,)), ISBLANK(INDEX($C:$C,))), \"\", 'PWS Records (System Entry)'!$D$3)","v":""},null,null,null,null,null,null,null,null,null,null,null,null,null,null,null,null,null,null,""]
[{"$f":"IF(AND(ISBLANK(INDEX($G:$G,)), ISBLANK(INDEX($C:$C,))), \"\", 'PWS Records (System Entry)'!$D$4)","v":""},{"$f":"IF(AND(ISBLANK(INDEX($G:$G,)), ISBLANK(INDEX($C:$C,))), \"\", 'PWS Records (System Entry)'!$D$3)","v":""},null,null,null,null,null,null,null,null,null,null,null,null,null,null,null,null,null,null,""]
[{"$f":"IF(AND(ISBLANK(INDEX($G:$G,)), ISBLANK(INDEX($C:$C,))), \"\", 'PWS Records (System Entry)'!$D$4)","v":""},{"$f":"IF(AND(ISBLANK(INDEX($G:$G,)), ISBLANK(INDEX($C:$C,))), \"\", 'PWS Records (System Entry)'!$D$3)","v":""},null,null,null,null,null,null,null,null,null,null,null,null,null,null,null,null,null,null,""]
[{"$f":"IF(AND(ISBLANK(INDEX($G:$G,)), ISBLANK(INDEX($C:$C,))), \"\", 'PWS Records (System Entry)'!$D$4)","v":""},{"$f":"IF(AND(ISBLANK(INDEX($G:$G,)), ISBLANK(INDEX($C:$C,))), \"\", 'PWS Records (System Entry)'!$D$3)","v":""},null,null,null,null,null,null,null,null,null,null,null,null,null,null,null,null,null,null,""]
[{"$f":"IF(AND(ISBLANK(INDEX($G:$G,)), ISBLANK(INDEX($C:$C,))), \"\", 'PWS Records (System Entry)'!$D$4)","v":""},{"$f":"IF(AND(ISBLANK(INDEX($G:$G,)), ISBLANK(INDEX($C:$C,))), \"\", 'PWS Records (System Entry)'!$D$3)","v":""},null,null,null,null,null,null,null,null,null,null,null,null,null,null,null,null,null,null,""]
[{"$f":"IF(AND(ISBLANK(INDEX($G:$G,)), ISBLANK(INDEX($C:$C,))), \"\", 'PWS Records (System Entry)'!$D$4)","v":""},{"$f":"IF(AND(ISBLANK(INDEX($G:$G,)), ISBLANK(INDEX($C:$C,))), \"\", 'PWS Records (System Entry)'!$D$3)","v":""},null,null,null,null,null,null,null,null,null,null,null,null,null,null,null,null,null,null,""]
[{"$f":"IF(AND(ISBLANK(INDEX($G:$G,)), ISBLANK(INDEX($C:$C,))), \"\", 'PWS Records (System Entry)'!$D$4)","v":""},{"$f":"IF(AND(ISBLANK(INDEX($G:$G,)), ISBLANK(INDEX($C:$C,))), \"\", 'PWS Records (System Entry)'!$D$3)","v":""},null,null,null,null,null,null,null,null,null,null,null,null,null,null,null,null,null,null,""]
[{"$f":"IF(AND(ISBLANK(INDEX($G:$G,)), ISBLANK(INDEX($C:$C,))), \"\", 'PWS Records (System Entry)'!$D$4)","v":""},{"$f":"IF(AND(ISBLANK(INDEX($G:$G,)), ISBLANK(INDEX($C:$C,))), \"\", 'PWS Records (System Entry)'!$D$3)","v":""},null,null,null,null,null,null,null,null,null,null,null,null,null,null,null,null,null,null,""]
[{"$f":"IF(AND(ISBLANK(INDEX($G:$G,)), ISBLANK(INDEX($C:$C,))), \"\", 'PWS Records (System Entry)'!$D$4)","v":""},{"$f":"IF(AND(ISBLANK(INDEX($G:$G,)), ISBLANK(INDEX($C:$C,))), \"\", 'PWS Records (System Entry)'!$D$3)","v":""},null,null,null,null,null,null,null,null,null,null,null,null,null,null,null,null,null,null,""]
[{"$f":"IF(AND(ISBLANK(INDEX($G:$G,)), ISBLANK(INDEX($C:$C,))), \"\", 'PWS Records (System Entry)'!$D$4)","v":""},{"$f":"IF(AND(ISBLANK(INDEX($G:$G,)), ISBLANK(INDEX($C:$C,))), \"\", 'PWS Records (System Entry)'!$D$3)","v":""},null,null,null,null,null,null,null,null,null,null,null,null,null,null,null,null,null,null,""]
[{"$f":"IF(AND(ISBLANK(INDEX($G:$G,)), ISBLANK(INDEX($C:$C,))), \"\", 'PWS Records (System Entry)'!$D$4)","v":""},{"$f":"IF(AND(ISBLANK(INDEX($G:$G,)), ISBLANK(INDEX($C:$C,))), \"\", 'PWS Records (System Entry)'!$D$3)","v":""},null,null,null,null,null,null,null,null,null,null,null,null,null,null,null,null,null,null,""]
[{"$f":"IF(AND(ISBLANK(INDEX($G:$G,)), ISBLANK(INDEX($C:$C,))), \"\", 'PWS Records (System Entry)'!$D$4)","v":""},{"$f":"IF(AND(ISBLANK(INDEX($G:$G,)), ISBLANK(INDEX($C:$C,))), \"\", 'PWS Records (System Entry)'!$D$3)","v":""},null,null,null,null,null,null,null,null,null,null,null,null,null,null,null,null,null,null,""]
[{"$f":"IF(AND(ISBLANK(INDEX($G:$G,)), ISBLANK(INDEX($C:$C,))), \"\", 'PWS Records (System Entry)'!$D$4)","v":""},{"$f":"IF(AND(ISBLANK(INDEX($G:$G,)), ISBLANK(INDEX($C:$C,))), \"\", 'PWS Records (System Entry)'!$D$3)","v":""},null,null,null,null,null,null,null,null,null,null,null,null,null,null,null,null,null,null,""]
[{"$f":"IF(AND(ISBLANK(INDEX($G:$G,)), ISBLANK(INDEX($C:$C,))), \"\", 'PWS Records (System Entry)'!$D$4)","v":""},{"$f":"IF(AND(ISBLANK(INDEX($G:$G,)), ISBLANK(INDEX($C:$C,))), \"\", 'PWS Records (System Entry)'!$D$3)","v":""},null,null,null,null,null,null,null,null,null,null,null,null,null,null,null,null,null,null,""]
[{"$f":"IF(AND(ISBLANK(INDEX($G:$G,)), ISBLANK(INDEX($C:$C,))), \"\", 'PWS Records (System Entry)'!$D$4)","v":""},{"$f":"IF(AND(ISBLANK(INDEX($G:$G,)), ISBLANK(INDEX($C:$C,))), \"\", 'PWS Records (System Entry)'!$D$3)","v":""},null,null,null,null,null,null,null,null,null,null,null,null,null,null,null,null,null,null,""]
[{"$f":"IF(AND(ISBLANK(INDEX($G:$G,)), ISBLANK(INDEX($C:$C,))), \"\", 'PWS Records (System Entry)'!$D$4)","v":""},{"$f":"IF(AND(ISBLANK(INDEX($G:$G,)), ISBLANK(INDEX($C:$C,))), \"\", 'PWS Records (System Entry)'!$D$3)","v":""},null,null,null,null,null,null,null,null,null,null,null,null,null,null,null,null,null,null,""]
[{"$f":"IF(AND(ISBLANK(INDEX($G:$G,)), ISBLANK(INDEX($C:$C,))), \"\", 'PWS Records (System Entry)'!$D$4)","v":""},{"$f":"IF(AND(ISBLANK(INDEX($G:$G,)), ISBLANK(INDEX($C:$C,))), \"\", 'PWS Records (System Entry)'!$D$3)","v":""},null,null,null,null,null,null,null,null,null,null,null,null,null,null,null,null,null,null,""]
[{"$f":"IF(AND(ISBLANK(INDEX($G:$G,)), ISBLANK(INDEX($C:$C,))), \"\", 'PWS Records (System Entry)'!$D$4)","v":""},{"$f":"IF(AND(ISBLANK(INDEX($G:$G,)), ISBLANK(INDEX($C:$C,))), \"\", 'PWS Records (System Entry)'!$D$3)","v":""},null,null,null,null,null,null,null,null,null,null,null,null,null,null,null,null,null,null,""]
[{"$f":"IF(AND(ISBLANK(INDEX($G:$G,)), ISBLANK(INDEX($C:$C,))), \"\", 'PWS Records (System Entry)'!$D$4)","v":""},{"$f":"IF(AND(ISBLANK(INDEX($G:$G,)), ISBLANK(INDEX($C:$C,))), \"\", 'PWS Records (System Entry)'!$D$3)","v":""},null,null,null,null,null,null,null,null,null,null,null,null,null,null,null,null,null,null,""]
[{"$f":"IF(AND(ISBLANK(INDEX($G:$G,)), ISBLANK(INDEX($C:$C,))), \"\", 'PWS Records (System Entry)'!$D$4)","v":""},{"$f":"IF(AND(ISBLANK(INDEX($G:$G,)), ISBLANK(INDEX($C:$C,))), \"\", 'PWS Records (System Entry)'!$D$3)","v":""},null,null,null,null,null,null,null,null,null,null,null,null,null,null,null,null,null,null,""]
[{"$f":"IF(AND(ISBLANK(INDEX($G:$G,)), ISBLANK(INDEX($C:$C,))), \"\", 'PWS Records (System Entry)'!$D$4)","v":""},{"$f":"IF(AND(ISBLANK(INDEX($G:$G,)), ISBLANK(INDEX($C:$C,))), \"\", 'PWS Records (System Entry)'!$D$3)","v":""},null,null,null,null,null,null,null,null,null,null,null,null,null,null,null,null,null,null,""]
[{"$f":"IF(AND(ISBLANK(INDEX($G:$G,)), ISBLANK(INDEX($C:$C,))), \"\", 'PWS Records (System Entry)'!$D$4)","v":""},{"$f":"IF(AND(ISBLANK(INDEX($G:$G,)), ISBLANK(INDEX($C:$C,))), \"\", 'PWS Records (System Entry)'!$D$3)","v":""},null,null,null,null,null,null,null,null,null,null,null,null,null,null,null,null,null,null,""]
[{"$f":"IF(AND(ISBLANK(INDEX($G:$G,)), ISBLANK(INDEX($C:$C,))), \"\", 'PWS Records (System Entry)'!$D$4)","v":""},{"$f":"IF(AND(ISBLANK(INDEX($G:$G,)), ISBLANK(INDEX($C:$C,))), \"\", 'PWS Records (System Entry)'!$D$3)","v":""},null,null,null,null,null,null,null,null,null,null,null,null,null,null,null,null,null,null,""]
[{"$f":"IF(AND(ISBLANK(INDEX($G:$G,)), ISBLANK(INDEX($C:$C,))), \"\", 'PWS Records (System Entry)'!$D$4)","v":""},{"$f":"IF(AND(ISBLANK(INDEX($G:$G,)), ISBLANK(INDEX($C:$C,))), \"\", 'PWS Records (System Entry)'!$D$3)","v":""},null,null,null,null,null,null,null,null,null,null,null,null,null,null,null,null,null,null,""]
[{"$f":"IF(AND(ISBLANK(INDEX($G:$G,)), ISBLANK(INDEX($C:$C,))), \"\", 'PWS Records (System Entry)'!$D$4)","v":""},{"$f":"IF(AND(ISBLANK(INDEX($G:$G,)), ISBLANK(INDEX($C:$C,))), \"\", 'PWS Records (System Entry)'!$D$3)","v":""},null,null,null,null,null,null,null,null,null,null,null,null,null,null,null,null,null,null,""]
[{"$f":"IF(AND(ISBLANK(INDEX($G:$G,)), ISBLANK(INDEX($C:$C,))), \"\", 'PWS Records (System Entry)'!$D$4)","v":""},{"$f":"IF(AND(ISBLANK(INDEX($G:$G,)), ISBLANK(INDEX($C:$C,))), \"\", 'PWS Records (System Entry)'!$D$3)","v":""},null,null,null,null,null,null,null,null,null,null,null,null,null,null,null,null,null,null,""]
[{"$f":"IF(AND(ISBLANK(INDEX($G:$G,)), ISBLANK(INDEX($C:$C,))), \"\", 'PWS Records (System Entry)'!$D$4)","v":""},{"$f":"IF(AND(ISBLANK(INDEX($G:$G,)), ISBLANK(INDEX($C:$C,))), \"\", 'PWS Records (System Entry)'!$D$3)","v":""},null,null,null,null,null,null,null,null,null,null,null,null,null,null,null,null,null,null,""]
[{"$f":"IF(AND(ISBLANK(INDEX($G:$G,)), ISBLANK(INDEX($C:$C,))), \"\", 'PWS Records (System Entry)'!$D$4)","v":""},{"$f":"IF(AND(ISBLANK(INDEX($G:$G,)), ISBLANK(INDEX($C:$C,))), \"\", 'PWS Records (System Entry)'!$D$3)","v":""},null,null,null,null,null,null,null,null,null,null,null,null,null,null,null,null,null,null,""]
[{"$f":"IF(AND(ISBLANK(INDEX($G:$G,)), ISBLANK(INDEX($C:$C,))), \"\", 'PWS Records (System Entry)'!$D$4)","v":""},{"$f":"IF(AND(ISBLANK(INDEX($G:$G,)), ISBLANK(INDEX($C:$C,))), \"\", 'PWS Records (System Entry)'!$D$3)","v":""},null,null,null,null,null,null,null,null,null,null,null,null,null,null,null,null,null,null,""]
[{"$f":"IF(AND(ISBLANK(INDEX($G:$G,)), ISBLANK(INDEX($C:$C,))), \"\", 'PWS Records (System Entry)'!$D$4)","v":""},{"$f":"IF(AND(ISBLANK(INDEX($G:$G,)), ISBLANK(INDEX($C:$C,))), \"\", 'PWS Records (System Entry)'!$D$3)","v":""},null,null,null,null,null,null,null,null,null,null,null,null,null,null,null,null,null,null,""]
[{"$f":"IF(AND(ISBLANK(INDEX($G:$G,)), ISBLANK(INDEX($C:$C,))), \"\", 'PWS Records (System Entry)'!$D$4)","v":""},{"$f":"IF(AND(ISBLANK(INDEX($G:$G,)), ISBLANK(INDEX($C:$C,))), \"\", 'PWS Records (System Entry)'!$D$3)","v":""},null,null,null,null,null,null,null,null,null,null,null,null,null,null,null,null,null,null,""]
[{"$f":"IF(AND(ISBLANK(INDEX($G:$G,)), ISBLANK(INDEX($C:$C,))), \"\", 'PWS Records (System Entry)'!$D$4)","v":""},{"$f":"IF(AND(ISBLANK(INDEX($G:$G,)), ISBLANK(INDEX($C:$C,))), \"\", 'PWS Records (System Entry)'!$D$3)","v":""},null,null,null,null,null,null,null,null,null,null,null,null,null,null,null,null,null,null,""]
[{"$f":"IF(AND(ISBLANK(INDEX($G:$G,)), ISBLANK(INDEX($C:$C,))), \"\", 'PWS Records (System Entry)'!$D$4)","v":""},{"$f":"IF(AND(ISBLANK(INDEX($G:$G,)), ISBLANK(INDEX($C:$C,))), \"\", 'PWS Records (System Entry)'!$D$3)","v":""},null,null,null,null,null,null,null,null,null,null,null,null,null,null,null,null,null,null,""]
[{"$f":"IF(AND(ISBLANK(INDEX($G:$G,)), ISBLANK(INDEX($C:$C,))), \"\", 'PWS Records (System Entry)'!$D$4)","v":""},{"$f":"IF(AND(ISBLANK(INDEX($G:$G,)), ISBLANK(INDEX($C:$C,))), \"\", 'PWS Records (System Entry)'!$D$3)","v":""},null,null,null,null,null,null,null,null,null,null,null,null,null,null,null,null,null,null,""]
[{"$f":"IF(AND(ISBLANK(INDEX($G:$G,)), ISBLANK(INDEX($C:$C,))), \"\", 'PWS Records (System Entry)'!$D$4)","v":""},{"$f":"IF(AND(ISBLANK(INDEX($G:$G,)), ISBLANK(INDEX($C:$C,))), \"\", 'PWS Records (System Entry)'!$D$3)","v":""},null,null,null,null,null,null,null,null,null,null,null,null,null,null,null,null,null,null,""]
[{"$f":"IF(AND(ISBLANK(INDEX($G:$G,)), ISBLANK(INDEX($C:$C,))), \"\", 'PWS Records (System Entry)'!$D$4)","v":""},{"$f":"IF(AND(ISBLANK(INDEX($G:$G,)), ISBLANK(INDEX($C:$C,))), \"\", 'PWS Records (System Entry)'!$D$3)","v":""},null,null,null,null,null,null,null,null,null,null,null,null,null,null,null,null,null,null,""]
[{"$f":"IF(AND(ISBLANK(INDEX($G:$G,)), ISBLANK(INDEX($C:$C,))), \"\", 'PWS Records (System Entry)'!$D$4)","v":""},{"$f":"IF(AND(ISBLANK(INDEX($G:$G,)), ISBLANK(INDEX($C:$C,))), \"\", 'PWS Records (System Entry)'!$D$3)","v":""},null,null,null,null,null,null,null,null,null,null,null,null,null,null,null,null,null,null,""]
[{"$f":"IF(AND(ISBLANK(INDEX($G:$G,)), ISBLANK(INDEX($C:$C,))), \"\", 'PWS Records (System Entry)'!$D$4)","v":""},{"$f":"IF(AND(ISBLANK(INDEX($G:$G,)), ISBLANK(INDEX($C:$C,))), \"\", 'PWS Records (System Entry)'!$D$3)","v":""},null,null,null,null,null,null,null,null,null,null,null,null,null,null,null,null,null,null,""]
[{"$f":"IF(AND(ISBLANK(INDEX($G:$G,)), ISBLANK(INDEX($C:$C,))), \"\", 'PWS Records (System Entry)'!$D$4)","v":""},{"$f":"IF(AND(ISBLANK(INDEX($G:$G,)), ISBLANK(INDEX($C:$C,))), \"\", 'PWS Records (System Entry)'!$D$3)","v":""},null,null,null,null,null,null,null,null,null,null,null,null,null,null,null,null,null,null,""]
[{"$f":"IF(AND(ISBLANK(INDEX($G:$G,)), ISBLANK(INDEX($C:$C,))), \"\", 'PWS Records (System Entry)'!$D$4)","v":""},{"$f":"IF(AND(ISBLANK(INDEX($G:$G,)), ISBLANK(INDEX($C:$C,))), \"\", 'PWS Records (System Entry)'!$D$3)","v":""},null,null,null,null,null,null,null,null,null,null,null,null,null,null,null,null,null,null,""]
[{"$f":"IF(AND(ISBLANK(INDEX($G:$G,)), ISBLANK(INDEX($C:$C,))), \"\", 'PWS Records (System Entry)'!$D$4)","v":""},{"$f":"IF(AND(ISBLANK(INDEX($G:$G,)), ISBLANK(INDEX($C:$C,))), \"\", 'PWS Records (System Entry)'!$D$3)","v":""},null,null,null,null,null,null,null,null,null,null,null,null,null,null,null,null,null,null,""]
[{"$f":"IF(AND(ISBLANK(INDEX($G:$G,)), ISBLANK(INDEX($C:$C,))), \"\", 'PWS Records (System Entry)'!$D$4)","v":""},{"$f":"IF(AND(ISBLANK(INDEX($G:$G,)), ISBLANK(INDEX($C:$C,))), \"\", 'PWS Records (System Entry)'!$D$3)","v":""},null,null,null,null,null,null,null,null,null,null,null,null,null,null,null,null,null,null,""]
[{"$f":"IF(AND(ISBLANK(INDEX($G:$G,)), ISBLANK(INDEX($C:$C,))), \"\", 'PWS Records (System Entry)'!$D$4)","v":""},{"$f":"IF(AND(ISBLANK(INDEX($G:$G,)), ISBLANK(INDEX($C:$C,))), \"\", 'PWS Records (System Entry)'!$D$3)","v":""},null,null,null,null,null,null,null,null,null,null,null,null,null,null,null,null,null,null,""]
[{"$f":"IF(AND(ISBLANK(INDEX($G:$G,)), ISBLANK(INDEX($C:$C,))), \"\", 'PWS Records (System Entry)'!$D$4)","v":""},{"$f":"IF(AND(ISBLANK(INDEX($G:$G,)), ISBLANK(INDEX($C:$C,))), \"\", 'PWS Records (System Entry)'!$D$3)","v":""},null,null,null,null,null,null,null,null,null,null,null,null,null,null,null,null,null,null,""]
[{"$f":"IF(AND(ISBLANK(INDEX($G:$G,)), ISBLANK(INDEX($C:$C,))), \"\", 'PWS Records (System Entry)'!$D$4)","v":""},{"$f":"IF(AND(ISBLANK(INDEX($G:$G,)), ISBLANK(INDEX($C:$C,))), \"\", 'PWS Records (System Entry)'!$D$3)","v":""},null,null,null,null,null,null,null,null,null,null,null,null,null,null,null,null,null,null,""]
[{"$f":"IF(AND(ISBLANK(INDEX($G:$G,)), ISBLANK(INDEX($C:$C,))), \"\", 'PWS Records (System Entry)'!$D$4)","v":""},{"$f":"IF(AND(ISBLANK(INDEX($G:$G,)), ISBLANK(INDEX($C:$C,))), \"\", 'PWS Records (System Entry)'!$D$3)","v":""},null,null,null,null,null,null,null,null,null,null,null,null,null,null,null,null,null,null,""]
[{"$f":"IF(AND(ISBLANK(INDEX($G:$G,)), ISBLANK(INDEX($C:$C,))), \"\", 'PWS Records (System Entry)'!$D$4)","v":""},{"$f":"IF(AND(ISBLANK(INDEX($G:$G,)), ISBLANK(INDEX($C:$C,))), \"\", 'PWS Records (System Entry)'!$D$3)","v":""},null,null,null,null,null,null,null,null,null,null,null,null,null,null,null,null,null,null,""]
[{"$f":"IF(AND(ISBLANK(INDEX($G:$G,)), ISBLANK(INDEX($C:$C,))), \"\", 'PWS Records (System Entry)'!$D$4)","v":""},{"$f":"IF(AND(ISBLANK(INDEX($G:$G,)), ISBLANK(INDEX($C:$C,))), \"\", 'PWS Records (System Entry)'!$D$3)","v":""},null,null,null,null,null,null,null,null,null,null,null,null,null,null,null,null,null,null,""]
[{"$f":"IF(AND(ISBLANK(INDEX($G:$G,)), ISBLANK(INDEX($C:$C,))), \"\", 'PWS Records (System Entry)'!$D$4)","v":""},{"$f":"IF(AND(ISBLANK(INDEX($G:$G,)), ISBLANK(INDEX($C:$C,))), \"\", 'PWS Records (System Entry)'!$D$3)","v":""},null,null,null,null,null,null,null,null,null,null,null,null,null,null,null,null,null,null,""]
[{"$f":"IF(AND(ISBLANK(INDEX($G:$G,)), ISBLANK(INDEX($C:$C,))), \"\", 'PWS Records (System Entry)'!$D$4)","v":""},{"$f":"IF(AND(ISBLANK(INDEX($G:$G,)), ISBLANK(INDEX($C:$C,))), \"\", 'PWS Records (System Entry)'!$D$3)","v":""},null,null,null,null,null,null,null,null,null,null,null,null,null,null,null,null,null,null,""]
[{"$f":"IF(AND(ISBLANK(INDEX($G:$G,)), ISBLANK(INDEX($C:$C,))), \"\", 'PWS Records (System Entry)'!$D$4)","v":""},{"$f":"IF(AND(ISBLANK(INDEX($G:$G,)), ISBLANK(INDEX($C:$C,))), \"\", 'PWS Records (System Entry)'!$D$3)","v":""},null,null,null,null,null,null,null,null,null,null,null,null,null,null,null,null,null,null,""]
[{"$f":"IF(AND(ISBLANK(INDEX($G:$G,)), ISBLANK(INDEX($C:$C,))), \"\", 'PWS Records (System Entry)'!$D$4)","v":""},{"$f":"IF(AND(ISBLANK(INDEX($G:$G,)), ISBLANK(INDEX($C:$C,))), \"\", 'PWS Records (System Entry)'!$D$3)","v":""},null,null,null,null,null,null,null,null,null,null,null,null,null,null,null,null,null,null,""]
[{"$f":"IF(AND(ISBLANK(INDEX($G:$G,)), ISBLANK(INDEX($C:$C,))), \"\", 'PWS Records (System Entry)'!$D$4)","v":""},{"$f":"IF(AND(ISBLANK(INDEX($G:$G,)), ISBLANK(INDEX($C:$C,))), \"\", 'PWS Records (System Entry)'!$D$3)","v":""},null,null,null,null,null,null,null,null,null,null,null,null,null,null,null,null,null,null,""]
[{"$f":"IF(AND(ISBLANK(INDEX($G:$G,)), ISBLANK(INDEX($C:$C,))), \"\", 'PWS Records (System Entry)'!$D$4)","v":""},{"$f":"IF(AND(ISBLANK(INDEX($G:$G,)), ISBLANK(INDEX($C:$C,))), \"\", 'PWS Records (System Entry)'!$D$3)","v":""},null,null,null,null,null,null,null,null,null,null,null,null,null,null,null,null,null,null,""]
[{"$f":"IF(AND(ISBLANK(INDEX($G:$G,)), ISBLANK(INDEX($C:$C,))), \"\", 'PWS Records (System Entry)'!$D$4)","v":""},{"$f":"IF(AND(ISBLANK(INDEX($G:$G,)), ISBLANK(INDEX($C:$C,))), \"\", 'PWS Records (System Entry)'!$D$3)","v":""},null,null,null,null,null,null,null,null,null,null,null,null,null,null,null,null,null,null,""]
[{"$f":"IF(AND(ISBLANK(INDEX($G:$G,)), ISBLANK(INDEX($C:$C,))), \"\", 'PWS Records (System Entry)'!$D$4)","v":""},{"$f":"IF(AND(ISBLANK(INDEX($G:$G,)), ISBLANK(INDEX($C:$C,))), \"\", 'PWS Records (System Entry)'!$D$3)","v":""},null,null,null,null,null,null,null,null,null,null,null,null,null,null,null,null,null,null,""]
[{"$f":"IF(AND(ISBLANK(INDEX($G:$G,)), ISBLANK(INDEX($C:$C,))), \"\", 'PWS Records (System Entry)'!$D$4)","v":""},{"$f":"IF(AND(ISBLANK(INDEX($G:$G,)), ISBLANK(INDEX($C:$C,))), \"\", 'PWS Records (System Entry)'!$D$3)","v":""},null,null,null,null,null,null,null,null,null,null,null,null,null,null,null,null,null,null,""]
[{"$f":"IF(AND(ISBLANK(INDEX($G:$G,)), ISBLANK(INDEX($C:$C,))), \"\", 'PWS Records (System Entry)'!$D$4)","v":""},{"$f":"IF(AND(ISBLANK(INDEX($G:$G,)), ISBLANK(INDEX($C:$C,))), \"\", 'PWS Records (System Entry)'!$D$3)","v":""},null,null,null,null,null,null,null,null,null,null,null,null,null,null,null,null,null,null,""]
[{"$f":"IF(AND(ISBLANK(INDEX($G:$G,)), ISBLANK(INDEX($C:$C,))), \"\", 'PWS Records (System Entry)'!$D$4)","v":""},{"$f":"IF(AND(ISBLANK(INDEX($G:$G,)), ISBLANK(INDEX($C:$C,))), \"\", 'PWS Records (System Entry)'!$D$3)","v":""},null,null,null,null,null,null,null,null,null,null,null,null,null,null,null,null,null,null,""]
[{"$f":"IF(AND(ISBLANK(INDEX($G:$G,)), ISBLANK(INDEX($C:$C,))), \"\", 'PWS Records (System Entry)'!$D$4)","v":""},{"$f":"IF(AND(ISBLANK(INDEX($G:$G,)), ISBLANK(INDEX($C:$C,))), \"\", 'PWS Records (System Entry)'!$D$3)","v":""},null,null,null,null,null,null,null,null,null,null,null,null,null,null,null,null,null,null,""]
[{"$f":"IF(AND(ISBLANK(INDEX($G:$G,)), ISBLANK(INDEX($C:$C,))), \"\", 'PWS Records (System Entry)'!$D$4)","v":""},{"$f":"IF(AND(ISBLANK(INDEX($G:$G,)), ISBLANK(INDEX($C:$C,))), \"\", 'PWS Records (System Entry)'!$D$3)","v":""},null,null,null,null,null,null,null,null,null,null,null,null,null,null,null,null,null,null,""]
[{"$f":"IF(AND(ISBLANK(INDEX($G:$G,)), ISBLANK(INDEX($C:$C,))), \"\", 'PWS Records (System Entry)'!$D$4)","v":""},{"$f":"IF(AND(ISBLANK(INDEX($G:$G,)), ISBLANK(INDEX($C:$C,))), \"\", 'PWS Records (System Entry)'!$D$3)","v":""},null,null,null,null,null,null,null,null,null,null,null,null,null,null,null,null,null,null,""]
[{"$f":"IF(AND(ISBLANK(INDEX($G:$G,)), ISBLANK(INDEX($C:$C,))), \"\", 'PWS Records (System Entry)'!$D$4)","v":""},{"$f":"IF(AND(ISBLANK(INDEX($G:$G,)), ISBLANK(INDEX($C:$C,))), \"\", 'PWS Records (System Entry)'!$D$3)","v":""},null,null,null,null,null,null,null,null,null,null,null,null,null,null,null,null,null,null,""]
[{"$f":"IF(AND(ISBLANK(INDEX($G:$G,)), ISBLANK(INDEX($C:$C,))), \"\", 'PWS Records (System Entry)'!$D$4)","v":""},{"$f":"IF(AND(ISBLANK(INDEX($G:$G,)), ISBLANK(INDEX($C:$C,))), \"\", 'PWS Records (System Entry)'!$D$3)","v":""},null,null,null,null,null,null,null,null,null,null,null,null,null,null,null,null,null,null,""]
[{"$f":"IF(AND(ISBLANK(INDEX($G:$G,)), ISBLANK(INDEX($C:$C,))), \"\", 'PWS Records (System Entry)'!$D$4)","v":""},{"$f":"IF(AND(ISBLANK(INDEX($G:$G,)), ISBLANK(INDEX($C:$C,))), \"\", 'PWS Records (System Entry)'!$D$3)","v":""},null,null,null,null,null,null,null,null,null,null,null,null,null,null,null,null,null,null,""]
[{"$f":"IF(AND(ISBLANK(INDEX($G:$G,)), ISBLANK(INDEX($C:$C,))), \"\", 'PWS Records (System Entry)'!$D$4)","v":""},{"$f":"IF(AND(ISBLANK(INDEX($G:$G,)), ISBLANK(INDEX($C:$C,))), \"\", 'PWS Records (System Entry)'!$D$3)","v":""},null,null,null,null,null,null,null,null,null,null,null,null,null,null,null,null,null,null,""]
[{"$f":"IF(AND(ISBLANK(INDEX($G:$G,)), ISBLANK(INDEX($C:$C,))), \"\", 'PWS Records (System Entry)'!$D$4)","v":""},{"$f":"IF(AND(ISBLANK(INDEX($G:$G,)), ISBLANK(INDEX($C:$C,))), \"\", 'PWS Records (System Entry)'!$D$3)","v":""},null,null,null,null,null,null,null,null,null,null,null,null,null,null,null,null,null,null,""]
[{"$f":"IF(AND(ISBLANK(INDEX($G:$G,)), ISBLANK(INDEX($C:$C,))), \"\", 'PWS Records (System Entry)'!$D$4)","v":""},{"$f":"IF(AND(ISBLANK(INDEX($G:$G,)), ISBLANK(INDEX($C:$C,))), \"\", 'PWS Records (System Entry)'!$D$3)","v":""},null,null,null,null,null,null,null,null,null,null,null,null,null,null,null,null,null,null,""]
[{"$f":"IF(AND(ISBLANK(INDEX($G:$G,)), ISBLANK(INDEX($C:$C,))), \"\", 'PWS Records (System Entry)'!$D$4)","v":""},{"$f":"IF(AND(ISBLANK(INDEX($G:$G,)), ISBLANK(INDEX($C:$C,))), \"\", 'PWS Records (System Entry)'!$D$3)","v":""},null,null,null,null,null,null,null,null,null,null,null,null,null,null,null,null,null,null,""]
[{"$f":"IF(AND(ISBLANK(INDEX($G:$G,)), ISBLANK(INDEX($C:$C,))), \"\", 'PWS Records (System Entry)'!$D$4)","v":""},{"$f":"IF(AND(ISBLANK(INDEX($G:$G,)), ISBLANK(INDEX($C:$C,))), \"\", 'PWS Records (System Entry)'!$D$3)","v":""},null,null,null,null,null,null,null,null,null,null,null,null,null,null,null,null,null,null,""]
[{"$f":"IF(AND(ISBLANK(INDEX($G:$G,)), ISBLANK(INDEX($C:$C,))), \"\", 'PWS Records (System Entry)'!$D$4)","v":""},{"$f":"IF(AND(ISBLANK(INDEX($G:$G,)), ISBLANK(INDEX($C:$C,))), \"\", 'PWS Records (System Entry)'!$D$3)","v":""},null,null,null,null,null,null,null,null,null,null,null,null,null,null,null,null,null,null,""]
[{"$f":"IF(AND(ISBLANK(INDEX($G:$G,)), ISBLANK(INDEX($C:$C,))), \"\", 'PWS Records (System Entry)'!$D$4)","v":""},{"$f":"IF(AND(ISBLANK(INDEX($G:$G,)), ISBLANK(INDEX($C:$C,))), \"\", 'PWS Records (System Entry)'!$D$3)","v":""},null,null,null,null,null,null,null,null,null,null,null,null,null,null,null,null,null,null,""]
[{"$f":"IF(AND(ISBLANK(INDEX($G:$G,)), ISBLANK(INDEX($C:$C,))), \"\", 'PWS Records (System Entry)'!$D$4)","v":""},{"$f":"IF(AND(ISBLANK(INDEX($G:$G,)), ISBLANK(INDEX($C:$C,))), \"\", 'PWS Records (System Entry)'!$D$3)","v":""},null,null,null,null,null,null,null,null,null,null,null,null,null,null,null,null,null,null,""]
[{"$f":"IF(AND(ISBLANK(INDEX($G:$G,)), ISBLANK(INDEX($C:$C,))), \"\", 'PWS Records (System Entry)'!$D$4)","v":""},{"$f":"IF(AND(ISBLANK(INDEX($G:$G,)), ISBLANK(INDEX($C:$C,))), \"\", 'PWS Records (System Entry)'!$D$3)","v":""},null,null,null,null,null,null,null,null,null,null,null,null,null,null,null,null,null,null,""]
[{"$f":"IF(AND(ISBLANK(INDEX($G:$G,)), ISBLANK(INDEX($C:$C,))), \"\", 'PWS Records (System Entry)'!$D$4)","v":""},{"$f":"IF(AND(ISBLANK(INDEX($G:$G,)), ISBLANK(INDEX($C:$C,))), \"\", 'PWS Records (System Entry)'!$D$3)","v":""},null,null,null,null,null,null,null,null,null,null,null,null,null,null,null,null,null,null,""]
[{"$f":"IF(AND(ISBLANK(INDEX($G:$G,)), ISBLANK(INDEX($C:$C,))), \"\", 'PWS Records (System Entry)'!$D$4)","v":""},{"$f":"IF(AND(ISBLANK(INDEX($G:$G,)), ISBLANK(INDEX($C:$C,))), \"\", 'PWS Records (System Entry)'!$D$3)","v":""},null,null,null,null,null,null,null,null,null,null,null,null,null,null,null,null,null,null,""]
[{"$f":"IF(AND(ISBLANK(INDEX($G:$G,)), ISBLANK(INDEX($C:$C,))), \"\", 'PWS Records (System Entry)'!$D$4)","v":""},{"$f":"IF(AND(ISBLANK(INDEX($G:$G,)), ISBLANK(INDEX($C:$C,))), \"\", 'PWS Records (System Entry)'!$D$3)","v":""},null,null,null,null,null,null,null,null,null,null,null,null,null,null,null,null,null,null,""]
[{"$f":"IF(AND(ISBLANK(INDEX($G:$G,)), ISBLANK(INDEX($C:$C,))), \"\", 'PWS Records (System Entry)'!$D$4)","v":""},{"$f":"IF(AND(ISBLANK(INDEX($G:$G,)), ISBLANK(INDEX($C:$C,))), \"\", 'PWS Records (System Entry)'!$D$3)","v":""},null,null,null,null,null,null,null,null,null,null,null,null,null,null,null,null,null,null,""]
[{"$f":"IF(AND(ISBLANK(INDEX($G:$G,)), ISBLANK(INDEX($C:$C,))), \"\", 'PWS Records (System Entry)'!$D$4)","v":""},{"$f":"IF(AND(ISBLANK(INDEX($G:$G,)), ISBLANK(INDEX($C:$C,))), \"\", 'PWS Records (System Entry)'!$D$3)","v":""},null,null,null,null,null,null,null,null,null,null,null,null,null,null,null,null,null,null,""]
[{"$f":"IF(AND(ISBLANK(INDEX($G:$G,)), ISBLANK(INDEX($C:$C,))), \"\", 'PWS Records (System Entry)'!$D$4)","v":""},{"$f":"IF(AND(ISBLANK(INDEX($G:$G,)), ISBLANK(INDEX($C:$C,))), \"\", 'PWS Records (System Entry)'!$D$3)","v":""},null,null,null,null,null,null,null,null,null,null,null,null,null,null,null,null,null,null,""]
[{"$f":"IF(AND(ISBLANK(INDEX($G:$G,)), ISBLANK(INDEX($C:$C,))), \"\", 'PWS Records (System Entry)'!$D$4)","v":""},{"$f":"IF(AND(ISBLANK(INDEX($G:$G,)), ISBLANK(INDEX($C:$C,))), \"\", 'PWS Records (System Entry)'!$D$3)","v":""},null,null,null,null,null,null,null,null,null,null,null,null,null,null,null,null,null,null,""]
[{"$f":"IF(AND(ISBLANK(INDEX($G:$G,)), ISBLANK(INDEX($C:$C,))), \"\", 'PWS Records (System Entry)'!$D$4)","v":""},{"$f":"IF(AND(ISBLANK(INDEX($G:$G,)), ISBLANK(INDEX($C:$C,))), \"\", 'PWS Records (System Entry)'!$D$3)","v":""},null,null,null,null,null,null,null,null,null,null,null,null,null,null,null,null,null,null,""]
[{"$f":"IF(AND(ISBLANK(INDEX($G:$G,)), ISBLANK(INDEX($C:$C,))), \"\", 'PWS Records (System Entry)'!$D$4)","v":""},{"$f":"IF(AND(ISBLANK(INDEX($G:$G,)), ISBLANK(INDEX($C:$C,))), \"\", 'PWS Records (System Entry)'!$D$3)","v":""},null,null,null,null,null,null,null,null,null,null,null,null,null,null,null,null,null,null,""]
[{"$f":"IF(AND(ISBLANK(INDEX($G:$G,)), ISBLANK(INDEX($C:$C,))), \"\", 'PWS Records (System Entry)'!$D$4)","v":""},{"$f":"IF(AND(ISBLANK(INDEX($G:$G,)), ISBLANK(INDEX($C:$C,))), \"\", 'PWS Records (System Entry)'!$D$3)","v":""},null,null,null,null,null,null,null,null,null,null,null,null,null,null,null,null,null,null,""]
[{"$f":"IF(AND(ISBLANK(INDEX($G:$G,)), ISBLANK(INDEX($C:$C,))), \"\", 'PWS Records (System Entry)'!$D$4)","v":""},{"$f":"IF(AND(ISBLANK(INDEX($G:$G,)), ISBLANK(INDEX($C:$C,))), \"\", 'PWS Records (System Entry)'!$D$3)","v":""},null,null,null,null,null,null,null,null,null,null,null,null,null,null,null,null,null,null,""]
[{"$f":"IF(AND(ISBLANK(INDEX($G:$G,)), ISBLANK(INDEX($C:$C,))), \"\", 'PWS Records (System Entry)'!$D$4)","v":""},{"$f":"IF(AND(ISBLANK(INDEX($G:$G,)), ISBLANK(INDEX($C:$C,))), \"\", 'PWS Records (System Entry)'!$D$3)","v":""},null,null,null,null,null,null,null,null,null,null,null,null,null,null,null,null,null,null,""]
[{"$f":"IF(AND(ISBLANK(INDEX($G:$G,)), ISBLANK(INDEX($C:$C,))), \"\", 'PWS Records (System Entry)'!$D$4)","v":""},{"$f":"IF(AND(ISBLANK(INDEX($G:$G,)), ISBLANK(INDEX($C:$C,))), \"\", 'PWS Records (System Entry)'!$D$3)","v":""},null,null,null,null,null,null,null,null,null,null,null,null,null,null,null,null,null,null,""]
[{"$f":"IF(AND(ISBLANK(INDEX($G:$G,)), ISBLANK(INDEX($C:$C,))), \"\", 'PWS Records (System Entry)'!$D$4)","v":""},{"$f":"IF(AND(ISBLANK(INDEX($G:$G,)), ISBLANK(INDEX($C:$C,))), \"\", 'PWS Records (System Entry)'!$D$3)","v":""},null,null,null,null,null,null,null,null,null,null,null,null,null,null,null,null,null,null,""]
[{"$f":"IF(AND(ISBLANK(INDEX($G:$G,)), ISBLANK(INDEX($C:$C,))), \"\", 'PWS Records (System Entry)'!$D$4)","v":""},{"$f":"IF(AND(ISBLANK(INDEX($G:$G,)), ISBLANK(INDEX($C:$C,))), \"\", 'PWS Records (System Entry)'!$D$3)","v":""},null,null,null,null,null,null,null,null,null,null,null,null,null,null,null,null,null,null,""]
[{"$f":"IF(AND(ISBLANK(INDEX($G:$G,)), ISBLANK(INDEX($C:$C,))), \"\", 'PWS Records (System Entry)'!$D$4)","v":""},{"$f":"IF(AND(ISBLANK(INDEX($G:$G,)), ISBLANK(INDEX($C:$C,))), \"\", 'PWS Records (System Entry)'!$D$3)","v":""},null,null,null,null,null,null,null,null,null,null,null,null,null,null,null,null,null,null,""]
[{"$f":"IF(AND(ISBLANK(INDEX($G:$G,)), ISBLANK(INDEX($C:$C,))), \"\", 'PWS Records (System Entry)'!$D$4)","v":""},{"$f":"IF(AND(ISBLANK(INDEX($G:$G,)), ISBLANK(INDEX($C:$C,))), \"\", 'PWS Records (System Entry)'!$D$3)","v":""},null,null,null,null,null,null,null,null,null,null,null,null,null,null,null,null,null,null,""]
[{"$f":"IF(AND(ISBLANK(INDEX($G:$G,)), ISBLANK(INDEX($C:$C,))), \"\", 'PWS Records (System Entry)'!$D$4)","v":""},{"$f":"IF(AND(ISBLANK(INDEX($G:$G,)), ISBLANK(INDEX($C:$C,))), \"\", 'PWS Records (System Entry)'!$D$3)","v":""},null,null,null,null,null,null,null,null,null,null,null,null,null,null,null,null,null,null,""]
[{"$f":"IF(AND(ISBLANK(INDEX($G:$G,)), ISBLANK(INDEX($C:$C,))), \"\", 'PWS Records (System Entry)'!$D$4)","v":""},{"$f":"IF(AND(ISBLANK(INDEX($G:$G,)), ISBLANK(INDEX($C:$C,))), \"\", 'PWS Records (System Entry)'!$D$3)","v":""},null,null,null,null,null,null,null,null,null,null,null,null,null,null,null,null,null,null,""]
[{"$f":"IF(AND(ISBLANK(INDEX($G:$G,)), ISBLANK(INDEX($C:$C,))), \"\", 'PWS Records (System Entry)'!$D$4)","v":""},{"$f":"IF(AND(ISBLANK(INDEX($G:$G,)), ISBLANK(INDEX($C:$C,))), \"\", 'PWS Records (System Entry)'!$D$3)","v":""},null,null,null,null,null,null,null,null,null,null,null,null,null,null,null,null,null,null,""]
[{"$f":"IF(AND(ISBLANK(INDEX($G:$G,)), ISBLANK(INDEX($C:$C,))), \"\", 'PWS Records (System Entry)'!$D$4)","v":""},{"$f":"IF(AND(ISBLANK(INDEX($G:$G,)), ISBLANK(INDEX($C:$C,))), \"\", 'PWS Records (System Entry)'!$D$3)","v":""},null,null,null,null,null,null,null,null,null,null,null,null,null,null,null,null,null,null,""]
[{"$f":"IF(AND(ISBLANK(INDEX($G:$G,)), ISBLANK(INDEX($C:$C,))), \"\", 'PWS Records (System Entry)'!$D$4)","v":""},{"$f":"IF(AND(ISBLANK(INDEX($G:$G,)), ISBLANK(INDEX($C:$C,))), \"\", 'PWS Records (System Entry)'!$D$3)","v":""},null,null,null,null,null,null,null,null,null,null,null,null,null,null,null,null,null,null,""]
[{"$f":"IF(AND(ISBLANK(INDEX($G:$G,)), ISBLANK(INDEX($C:$C,))), \"\", 'PWS Records (System Entry)'!$D$4)","v":""},{"$f":"IF(AND(ISBLANK(INDEX($G:$G,)), ISBLANK(INDEX($C:$C,))), \"\", 'PWS Records (System Entry)'!$D$3)","v":""},null,null,null,null,null,null,null,null,null,null,null,null,null,null,null,null,null,null,""]
[{"$f":"IF(AND(ISBLANK(INDEX($G:$G,)), ISBLANK(INDEX($C:$C,))), \"\", 'PWS Records (System Entry)'!$D$4)","v":""},{"$f":"IF(AND(ISBLANK(INDEX($G:$G,)), ISBLANK(INDEX($C:$C,))), \"\", 'PWS Records (System Entry)'!$D$3)","v":""},null,null,null,null,null,null,null,null,null,null,null,null,null,null,null,null,null,null,""]
[{"$f":"IF(AND(ISBLANK(INDEX($G:$G,)), ISBLANK(INDEX($C:$C,))), \"\", 'PWS Records (System Entry)'!$D$4)","v":""},{"$f":"IF(AND(ISBLANK(INDEX($G:$G,)), ISBLANK(INDEX($C:$C,))), \"\", 'PWS Records (System Entry)'!$D$3)","v":""},null,null,null,null,null,null,null,null,null,null,null,null,null,null,null,null,null,null,""]
[{"$f":"IF(AND(ISBLANK(INDEX($G:$G,)), ISBLANK(INDEX($C:$C,))), \"\", 'PWS Records (System Entry)'!$D$4)","v":""},{"$f":"IF(AND(ISBLANK(INDEX($G:$G,)), ISBLANK(INDEX($C:$C,))), \"\", 'PWS Records (System Entry)'!$D$3)","v":""},null,null,null,null,null,null,null,null,null,null,null,null,null,null,null,null,null,null,""]
[{"$f":"IF(AND(ISBLANK(INDEX($G:$G,)), ISBLANK(INDEX($C:$C,))), \"\", 'PWS Records (System Entry)'!$D$4)","v":""},{"$f":"IF(AND(ISBLANK(INDEX($G:$G,)), ISBLANK(INDEX($C:$C,))), \"\", 'PWS Records (System Entry)'!$D$3)","v":""},null,null,null,null,null,null,null,null,null,null,null,null,null,null,null,null,null,null,""]
[{"$f":"IF(AND(ISBLANK(INDEX($G:$G,)), ISBLANK(INDEX($C:$C,))), \"\", 'PWS Records (System Entry)'!$D$4)","v":""},{"$f":"IF(AND(ISBLANK(INDEX($G:$G,)), ISBLANK(INDEX($C:$C,))), \"\", 'PWS Records (System Entry)'!$D$3)","v":""},null,null,null,null,null,null,null,null,null,null,null,null,null,null,null,null,null,null,""]
[{"$f":"IF(AND(ISBLANK(INDEX($G:$G,)), ISBLANK(INDEX($C:$C,))), \"\", 'PWS Records (System Entry)'!$D$4)","v":""},{"$f":"IF(AND(ISBLANK(INDEX($G:$G,)), ISBLANK(INDEX($C:$C,))), \"\", 'PWS Records (System Entry)'!$D$3)","v":""},null,null,null,null,null,null,null,null,null,null,null,null,null,null,null,null,null,null,""]
[{"$f":"IF(AND(ISBLANK(INDEX($G:$G,)), ISBLANK(INDEX($C:$C,))), \"\", 'PWS Records (System Entry)'!$D$4)","v":""},{"$f":"IF(AND(ISBLANK(INDEX($G:$G,)), ISBLANK(INDEX($C:$C,))), \"\", 'PWS Records (System Entry)'!$D$3)","v":""},null,null,null,null,null,null,null,null,null,null,null,null,null,null,null,null,null,null,""]
[{"$f":"IF(AND(ISBLANK(INDEX($G:$G,)), ISBLANK(INDEX($C:$C,))), \"\", 'PWS Records (System Entry)'!$D$4)","v":""},{"$f":"IF(AND(ISBLANK(INDEX($G:$G,)), ISBLANK(INDEX($C:$C,))), \"\", 'PWS Records (System Entry)'!$D$3)","v":""},null,null,null,null,null,null,null,null,null,null,null,null,null,null,null,null,null,null,""]
[{"$f":"IF(AND(ISBLANK(INDEX($G:$G,)), ISBLANK(INDEX($C:$C,))), \"\", 'PWS Records (System Entry)'!$D$4)","v":""},{"$f":"IF(AND(ISBLANK(INDEX($G:$G,)), ISBLANK(INDEX($C:$C,))), \"\", 'PWS Records (System Entry)'!$D$3)","v":""},null,null,null,null,null,null,null,null,null,null,null,null,null,null,null,null,null,null,""]
[{"$f":"IF(AND(ISBLANK(INDEX($G:$G,)), ISBLANK(INDEX($C:$C,))), \"\", 'PWS Records (System Entry)'!$D$4)","v":""},{"$f":"IF(AND(ISBLANK(INDEX($G:$G,)), ISBLANK(INDEX($C:$C,))), \"\", 'PWS Records (System Entry)'!$D$3)","v":""},null,null,null,null,null,null,null,null,null,null,null,null,null,null,null,null,null,null,""]
[{"$f":"IF(AND(ISBLANK(INDEX($G:$G,)), ISBLANK(INDEX($C:$C,))), \"\", 'PWS Records (System Entry)'!$D$4)","v":""},{"$f":"IF(AND(ISBLANK(INDEX($G:$G,)), ISBLANK(INDEX($C:$C,))), \"\", 'PWS Records (System Entry)'!$D$3)","v":""},null,null,null,null,null,null,null,null,null,null,null,null,null,null,null,null,null,null,""]
[{"$f":"IF(AND(ISBLANK(INDEX($G:$G,)), ISBLANK(INDEX($C:$C,))), \"\", 'PWS Records (System Entry)'!$D$4)","v":""},{"$f":"IF(AND(ISBLANK(INDEX($G:$G,)), ISBLANK(INDEX($C:$C,))), \"\", 'PWS Records (System Entry)'!$D$3)","v":""},null,null,null,null,null,null,null,null,null,null,null,null,null,null,null,null,null,null,""]
[{"$f":"IF(AND(ISBLANK(INDEX($G:$G,)), ISBLANK(INDEX($C:$C,))), \"\", 'PWS Records (System Entry)'!$D$4)","v":""},{"$f":"IF(AND(ISBLANK(INDEX($G:$G,)), ISBLANK(INDEX($C:$C,))), \"\", 'PWS Records (System Entry)'!$D$3)","v":""},null,null,null,null,null,null,null,null,null,null,null,null,null,null,null,null,null,null,""]
[{"$f":"IF(AND(ISBLANK(INDEX($G:$G,)), ISBLANK(INDEX($C:$C,))), \"\", 'PWS Records (System Entry)'!$D$4)","v":""},{"$f":"IF(AND(ISBLANK(INDEX($G:$G,)), ISBLANK(INDEX($C:$C,))), \"\", 'PWS Records (System Entry)'!$D$3)","v":""},null,null,null,null,null,null,null,null,null,null,null,null,null,null,null,null,null,null,""]
[{"$f":"IF(AND(ISBLANK(INDEX($G:$G,)), ISBLANK(INDEX($C:$C,))), \"\", 'PWS Records (System Entry)'!$D$4)","v":""},{"$f":"IF(AND(ISBLANK(INDEX($G:$G,)), ISBLANK(INDEX($C:$C,))), \"\", 'PWS Records (System Entry)'!$D$3)","v":""},null,null,null,null,null,null,null,null,null,null,null,null,null,null,null,null,null,null,""]
[{"$f":"IF(AND(ISBLANK(INDEX($G:$G,)), ISBLANK(INDEX($C:$C,))), \"\", 'PWS Records (System Entry)'!$D$4)","v":""},{"$f":"IF(AND(ISBLANK(INDEX($G:$G,)), ISBLANK(INDEX($C:$C,))), \"\", 'PWS Records (System Entry)'!$D$3)","v":""},null,null,null,null,null,null,null,null,null,null,null,null,null,null,null,null,null,null,""]
[{"$f":"IF(AND(ISBLANK(INDEX($G:$G,)), ISBLANK(INDEX($C:$C,))), \"\", 'PWS Records (System Entry)'!$D$4)","v":""},{"$f":"IF(AND(ISBLANK(INDEX($G:$G,)), ISBLANK(INDEX($C:$C,))), \"\", 'PWS Records (System Entry)'!$D$3)","v":""},null,null,null,null,null,null,null,null,null,null,null,null,null,null,null,null,null,null,""]
[{"$f":"IF(AND(ISBLANK(INDEX($G:$G,)), ISBLANK(INDEX($C:$C,))), \"\", 'PWS Records (System Entry)'!$D$4)","v":""},{"$f":"IF(AND(ISBLANK(INDEX($G:$G,)), ISBLANK(INDEX($C:$C,))), \"\", 'PWS Records (System Entry)'!$D$3)","v":""},null,null,null,null,null,null,null,null,null,null,null,null,null,null,null,null,null,null,""]
[{"$f":"IF(AND(ISBLANK(INDEX($G:$G,)), ISBLANK(INDEX($C:$C,))), \"\", 'PWS Records (System Entry)'!$D$4)","v":""},{"$f":"IF(AND(ISBLANK(INDEX($G:$G,)), ISBLANK(INDEX($C:$C,))), \"\", 'PWS Records (System Entry)'!$D$3)","v":""},null,null,null,null,null,null,null,null,null,null,null,null,null,null,null,null,null,null,""]
[{"$f":"IF(AND(ISBLANK(INDEX($G:$G,)), ISBLANK(INDEX($C:$C,))), \"\", 'PWS Records (System Entry)'!$D$4)","v":""},{"$f":"IF(AND(ISBLANK(INDEX($G:$G,)), ISBLANK(INDEX($C:$C,))), \"\", 'PWS Records (System Entry)'!$D$3)","v":""},null,null,null,null,null,null,null,null,null,null,null,null,null,null,null,null,null,null,""]
[{"$f":"IF(AND(ISBLANK(INDEX($G:$G,)), ISBLANK(INDEX($C:$C,))), \"\", 'PWS Records (System Entry)'!$D$4)","v":""},{"$f":"IF(AND(ISBLANK(INDEX($G:$G,)), ISBLANK(INDEX($C:$C,))), \"\", 'PWS Records (System Entry)'!$D$3)","v":""},null,null,null,null,null,null,null,null,null,null,null,null,null,null,null,null,null,null,""]
[{"$f":"IF(AND(ISBLANK(INDEX($G:$G,)), ISBLANK(INDEX($C:$C,))), \"\", 'PWS Records (System Entry)'!$D$4)","v":""},{"$f":"IF(AND(ISBLANK(INDEX($G:$G,)), ISBLANK(INDEX($C:$C,))), \"\", 'PWS Records (System Entry)'!$D$3)","v":""},null,null,null,null,null,null,null,null,null,null,null,null,null,null,null,null,null,null,""]
[{"$f":"IF(AND(ISBLANK(INDEX($G:$G,)), ISBLANK(INDEX($C:$C,))), \"\", 'PWS Records (System Entry)'!$D$4)","v":""},{"$f":"IF(AND(ISBLANK(INDEX($G:$G,)), ISBLANK(INDEX($C:$C,))), \"\", 'PWS Records (System Entry)'!$D$3)","v":""},null,null,null,null,null,null,null,null,null,null,null,null,null,null,null,null,null,null,""]
[{"$f":"IF(AND(ISBLANK(INDEX($G:$G,)), ISBLANK(INDEX($C:$C,))), \"\", 'PWS Records (System Entry)'!$D$4)","v":""},{"$f":"IF(AND(ISBLANK(INDEX($G:$G,)), ISBLANK(INDEX($C:$C,))), \"\", 'PWS Records (System Entry)'!$D$3)","v":""},null,null,null,null,null,null,null,null,null,null,null,null,null,null,null,null,null,null,""]
[{"$f":"IF(AND(ISBLANK(INDEX($G:$G,)), ISBLANK(INDEX($C:$C,))), \"\", 'PWS Records (System Entry)'!$D$4)","v":""},{"$f":"IF(AND(ISBLANK(INDEX($G:$G,)), ISBLANK(INDEX($C:$C,))), \"\", 'PWS Records (System Entry)'!$D$3)","v":""},null,null,null,null,null,null,null,null,null,null,null,null,null,null,null,null,null,null,""]
[{"$f":"IF(AND(ISBLANK(INDEX($G:$G,)), ISBLANK(INDEX($C:$C,))), \"\", 'PWS Records (System Entry)'!$D$4)","v":""},{"$f":"IF(AND(ISBLANK(INDEX($G:$G,)), ISBLANK(INDEX($C:$C,))), \"\", 'PWS Records (System Entry)'!$D$3)","v":""},null,null,null,null,null,null,null,null,null,null,null,null,null,null,null,null,null,null,""]
[{"$f":"IF(AND(ISBLANK(INDEX($G:$G,)), ISBLANK(INDEX($C:$C,))), \"\", 'PWS Records (System Entry)'!$D$4)","v":""},{"$f":"IF(AND(ISBLANK(INDEX($G:$G,)), ISBLANK(INDEX($C:$C,))), \"\", 'PWS Records (System Entry)'!$D$3)","v":""},null,null,null,null,null,null,null,null,null,null,null,null,null,null,null,null,null,null,""]
[{"$f":"IF(AND(ISBLANK(INDEX($G:$G,)), ISBLANK(INDEX($C:$C,))), \"\", 'PWS Records (System Entry)'!$D$4)","v":""},{"$f":"IF(AND(ISBLANK(INDEX($G:$G,)), ISBLANK(INDEX($C:$C,))), \"\", 'PWS Records (System Entry)'!$D$3)","v":""},null,null,null,null,null,null,null,null,null,null,null,null,null,null,null,null,null,null,""]
[{"$f":"IF(AND(ISBLANK(INDEX($G:$G,)), ISBLANK(INDEX($C:$C,))), \"\", 'PWS Records (System Entry)'!$D$4)","v":""},{"$f":"IF(AND(ISBLANK(INDEX($G:$G,)), ISBLANK(INDEX($C:$C,))), \"\", 'PWS Records (System Entry)'!$D$3)","v":""},null,null,null,null,null,null,null,null,null,null,null,null,null,null,null,null,null,null,""]
[{"$f":"IF(AND(ISBLANK(INDEX($G:$G,)), ISBLANK(INDEX($C:$C,))), \"\", 'PWS Records (System Entry)'!$D$4)","v":""},{"$f":"IF(AND(ISBLANK(INDEX($G:$G,)), ISBLANK(INDEX($C:$C,))), \"\", 'PWS Records (System Entry)'!$D$3)","v":""},null,null,null,null,null,null,null,null,null,null,null,null,null,null,null,null,null,null,""]
[{"$f":"IF(AND(ISBLANK(INDEX($G:$G,)), ISBLANK(INDEX($C:$C,))), \"\", 'PWS Records (System Entry)'!$D$4)","v":""},{"$f":"IF(AND(ISBLANK(INDEX($G:$G,)), ISBLANK(INDEX($C:$C,))), \"\", 'PWS Records (System Entry)'!$D$3)","v":""},null,null,null,null,null,null,null,null,null,null,null,null,null,null,null,null,null,null,""]
[{"$f":"IF(AND(ISBLANK(INDEX($G:$G,)), ISBLANK(INDEX($C:$C,))), \"\", 'PWS Records (System Entry)'!$D$4)","v":""},{"$f":"IF(AND(ISBLANK(INDEX($G:$G,)), ISBLANK(INDEX($C:$C,))), \"\", 'PWS Records (System Entry)'!$D$3)","v":""},null,null,null,null,null,null,null,null,null,null,null,null,null,null,null,null,null,null,""]
[{"$f":"IF(AND(ISBLANK(INDEX($G:$G,)), ISBLANK(INDEX($C:$C,))), \"\", 'PWS Records (System Entry)'!$D$4)","v":""},{"$f":"IF(AND(ISBLANK(INDEX($G:$G,)), ISBLANK(INDEX($C:$C,))), \"\", 'PWS Records (System Entry)'!$D$3)","v":""},null,null,null,null,null,null,null,null,null,null,null,null,null,null,null,null,null,null,""]
[{"$f":"IF(AND(ISBLANK(INDEX($G:$G,)), ISBLANK(INDEX($C:$C,))), \"\", 'PWS Records (System Entry)'!$D$4)","v":""},{"$f":"IF(AND(ISBLANK(INDEX($G:$G,)), ISBLANK(INDEX($C:$C,))), \"\", 'PWS Records (System Entry)'!$D$3)","v":""},null,null,null,null,null,null,null,null,null,null,null,null,null,null,null,null,null,null,""]
[{"$f":"IF(AND(ISBLANK(INDEX($G:$G,)), ISBLANK(INDEX($C:$C,))), \"\", 'PWS Records (System Entry)'!$D$4)","v":""},{"$f":"IF(AND(ISBLANK(INDEX($G:$G,)), ISBLANK(INDEX($C:$C,))), \"\", 'PWS Records (System Entry)'!$D$3)","v":""},null,null,null,null,null,null,null,null,null,null,null,null,null,null,null,null,null,null,""]
[{"$f":"IF(AND(ISBLANK(INDEX($G:$G,)), ISBLANK(INDEX($C:$C,))), \"\", 'PWS Records (System Entry)'!$D$4)","v":""},{"$f":"IF(AND(ISBLANK(INDEX($G:$G,)), ISBLANK(INDEX($C:$C,))), \"\", 'PWS Records (System Entry)'!$D$3)","v":""},null,null,null,null,null,null,null,null,null,null,null,null,null,null,null,null,null,null,""]
[{"$f":"IF(AND(ISBLANK(INDEX($G:$G,)), ISBLANK(INDEX($C:$C,))), \"\", 'PWS Records (System Entry)'!$D$4)","v":""},{"$f":"IF(AND(ISBLANK(INDEX($G:$G,)), ISBLANK(INDEX($C:$C,))), \"\", 'PWS Records (System Entry)'!$D$3)","v":""},null,null,null,null,null,null,null,null,null,null,null,null,null,null,null,null,null,null,""]
[{"$f":"IF(AND(ISBLANK(INDEX($G:$G,)), ISBLANK(INDEX($C:$C,))), \"\", 'PWS Records (System Entry)'!$D$4)","v":""},{"$f":"IF(AND(ISBLANK(INDEX($G:$G,)), ISBLANK(INDEX($C:$C,))), \"\", 'PWS Records (System Entry)'!$D$3)","v":""},null,null,null,null,null,null,null,null,null,null,null,null,null,null,null,null,null,null,""]
[{"$f":"IF(AND(ISBLANK(INDEX($G:$G,)), ISBLANK(INDEX($C:$C,))), \"\", 'PWS Records (System Entry)'!$D$4)","v":""},{"$f":"IF(AND(ISBLANK(INDEX($G:$G,)), ISBLANK(INDEX($C:$C,))), \"\", 'PWS Records (System Entry)'!$D$3)","v":""},null,null,null,null,null,null,null,null,null,null,null,null,null,null,null,null,null,null,""]
[{"$f":"IF(AND(ISBLANK(INDEX($G:$G,)), ISBLANK(INDEX($C:$C,))), \"\", 'PWS Records (System Entry)'!$D$4)","v":""},{"$f":"IF(AND(ISBLANK(INDEX($G:$G,)), ISBLANK(INDEX($C:$C,))), \"\", 'PWS Records (System Entry)'!$D$3)","v":""},null,null,null,null,null,null,null,null,null,null,null,null,null,null,null,null,null,null,""]
[{"$f":"IF(AND(ISBLANK(INDEX($G:$G,)), ISBLANK(INDEX($C:$C,))), \"\", 'PWS Records (System Entry)'!$D$4)","v":""},{"$f":"IF(AND(ISBLANK(INDEX($G:$G,)), ISBLANK(INDEX($C:$C,))), \"\", 'PWS Records (System Entry)'!$D$3)","v":""},null,null,null,null,null,null,null,null,null,null,null,null,null,null,null,null,null,null,""]
[{"$f":"IF(AND(ISBLANK(INDEX($G:$G,)), ISBLANK(INDEX($C:$C,))), \"\", 'PWS Records (System Entry)'!$D$4)","v":""},{"$f":"IF(AND(ISBLANK(INDEX($G:$G,)), ISBLANK(INDEX($C:$C,))), \"\", 'PWS Records (System Entry)'!$D$3)","v":""},null,null,null,null,null,null,null,null,null,null,null,null,null,null,null,null,null,null,""]
[{"$f":"IF(AND(ISBLANK(INDEX($G:$G,)), ISBLANK(INDEX($C:$C,))), \"\", 'PWS Records (System Entry)'!$D$4)","v":""},{"$f":"IF(AND(ISBLANK(INDEX($G:$G,)), ISBLANK(INDEX($C:$C,))), \"\", 'PWS Records (System Entry)'!$D$3)","v":""},null,null,null,null,null,null,null,null,null,null,null,null,null,null,null,null,null,null,""]
[{"$f":"IF(AND(ISBLANK(INDEX($G:$G,)), ISBLANK(INDEX($C:$C,))), \"\", 'PWS Records (System Entry)'!$D$4)","v":""},{"$f":"IF(AND(ISBLANK(INDEX($G:$G,)), ISBLANK(INDEX($C:$C,))), \"\", 'PWS Records (System Entry)'!$D$3)","v":""},null,null,null,null,null,null,null,null,null,null,null,null,null,null,null,null,null,null,""]
[{"$f":"IF(AND(ISBLANK(INDEX($G:$G,)), ISBLANK(INDEX($C:$C,))), \"\", 'PWS Records (System Entry)'!$D$4)","v":""},{"$f":"IF(AND(ISBLANK(INDEX($G:$G,)), ISBLANK(INDEX($C:$C,))), \"\", 'PWS Records (System Entry)'!$D$3)","v":""},null,null,null,null,null,null,null,null,null,null,null,null,null,null,null,null,null,null,""]
[{"$f":"IF(AND(ISBLANK(INDEX($G:$G,)), ISBLANK(INDEX($C:$C,))), \"\", 'PWS Records (System Entry)'!$D$4)","v":""},{"$f":"IF(AND(ISBLANK(INDEX($G:$G,)), ISBLANK(INDEX($C:$C,))), \"\", 'PWS Records (System Entry)'!$D$3)","v":""},null,null,null,null,null,null,null,null,null,null,null,null,null,null,null,null,null,null,""]
[{"$f":"IF(AND(ISBLANK(INDEX($G:$G,)), ISBLANK(INDEX($C:$C,))), \"\", 'PWS Records (System Entry)'!$D$4)","v":""},{"$f":"IF(AND(ISBLANK(INDEX($G:$G,)), ISBLANK(INDEX($C:$C,))), \"\", 'PWS Records (System Entry)'!$D$3)","v":""},null,null,null,null,null,null,null,null,null,null,null,null,null,null,null,null,null,null,""]
[{"$f":"IF(AND(ISBLANK(INDEX($G:$G,)), ISBLANK(INDEX($C:$C,))), \"\", 'PWS Records (System Entry)'!$D$4)","v":""},{"$f":"IF(AND(ISBLANK(INDEX($G:$G,)), ISBLANK(INDEX($C:$C,))), \"\", 'PWS Records (System Entry)'!$D$3)","v":""},null,null,null,null,null,null,null,null,null,null,null,null,null,null,null,null,null,null,""]
[{"$f":"IF(AND(ISBLANK(INDEX($G:$G,)), ISBLANK(INDEX($C:$C,))), \"\", 'PWS Records (System Entry)'!$D$4)","v":""},{"$f":"IF(AND(ISBLANK(INDEX($G:$G,)), ISBLANK(INDEX($C:$C,))), \"\", 'PWS Records (System Entry)'!$D$3)","v":""},null,null,null,null,null,null,null,null,null,null,null,null,null,null,null,null,null,null,""]
[{"$f":"IF(AND(ISBLANK(INDEX($G:$G,)), ISBLANK(INDEX($C:$C,))), \"\", 'PWS Records (System Entry)'!$D$4)","v":""},{"$f":"IF(AND(ISBLANK(INDEX($G:$G,)), ISBLANK(INDEX($C:$C,))), \"\", 'PWS Records (System Entry)'!$D$3)","v":""},null,null,null,null,null,null,null,null,null,null,null,null,null,null,null,null,null,null,""]
[{"$f":"IF(AND(ISBLANK(INDEX($G:$G,)), ISBLANK(INDEX($C:$C,))), \"\", 'PWS Records (System Entry)'!$D$4)","v":""},{"$f":"IF(AND(ISBLANK(INDEX($G:$G,)), ISBLANK(INDEX($C:$C,))), \"\", 'PWS Records (System Entry)'!$D$3)","v":""},null,null,null,null,null,null,null,null,null,null,null,null,null,null,null,null,null,null,""]
[{"$f":"IF(AND(ISBLANK(INDEX($G:$G,)), ISBLANK(INDEX($C:$C,))), \"\", 'PWS Records (System Entry)'!$D$4)","v":""},{"$f":"IF(AND(ISBLANK(INDEX($G:$G,)), ISBLANK(INDEX($C:$C,))), \"\", 'PWS Records (System Entry)'!$D$3)","v":""},null,null,null,null,null,null,null,null,null,null,null,null,null,null,null,null,null,null,""]
[{"$f":"IF(AND(ISBLANK(INDEX($G:$G,)), ISBLANK(INDEX($C:$C,))), \"\", 'PWS Records (System Entry)'!$D$4)","v":""},{"$f":"IF(AND(ISBLANK(INDEX($G:$G,)), ISBLANK(INDEX($C:$C,))), \"\", 'PWS Records (System Entry)'!$D$3)","v":""},null,null,null,null,null,null,null,null,null,null,null,null,null,null,null,null,null,null,""]
[{"$f":"IF(AND(ISBLANK(INDEX($G:$G,)), ISBLANK(INDEX($C:$C,))), \"\", 'PWS Records (System Entry)'!$D$4)","v":""},{"$f":"IF(AND(ISBLANK(INDEX($G:$G,)), ISBLANK(INDEX($C:$C,))), \"\", 'PWS Records (System Entry)'!$D$3)","v":""},null,null,null,null,null,null,null,null,null,null,null,null,null,null,null,null,null,null,""]
[{"$f":"IF(AND(ISBLANK(INDEX($G:$G,)), ISBLANK(INDEX($C:$C,))), \"\", 'PWS Records (System Entry)'!$D$4)","v":""},{"$f":"IF(AND(ISBLANK(INDEX($G:$G,)), ISBLANK(INDEX($C:$C,))), \"\", 'PWS Records (System Entry)'!$D$3)","v":""},null,null,null,null,null,null,null,null,null,null,null,null,null,null,null,null,null,null,""]
[{"$f":"IF(AND(ISBLANK(INDEX($G:$G,)), ISBLANK(INDEX($C:$C,))), \"\", 'PWS Records (System Entry)'!$D$4)","v":""},{"$f":"IF(AND(ISBLANK(INDEX($G:$G,)), ISBLANK(INDEX($C:$C,))), \"\", 'PWS Records (System Entry)'!$D$3)","v":""},null,null,null,null,null,null,null,null,null,null,null,null,null,null,null,null,null,null,""]
[{"$f":"IF(AND(ISBLANK(INDEX($G:$G,)), ISBLANK(INDEX($C:$C,))), \"\", 'PWS Records (System Entry)'!$D$4)","v":""},{"$f":"IF(AND(ISBLANK(INDEX($G:$G,)), ISBLANK(INDEX($C:$C,))), \"\", 'PWS Records (System Entry)'!$D$3)","v":""},null,null,null,null,null,null,null,null,null,null,null,null,null,null,null,null,null,null,""]
[{"$f":"IF(AND(ISBLANK(INDEX($G:$G,)), ISBLANK(INDEX($C:$C,))), \"\", 'PWS Records (System Entry)'!$D$4)","v":""},{"$f":"IF(AND(ISBLANK(INDEX($G:$G,)), ISBLANK(INDEX($C:$C,))), \"\", 'PWS Records (System Entry)'!$D$3)","v":""},null,null,null,null,null,null,null,null,null,null,null,null,null,null,null,null,null,null,""]
[{"$f":"IF(AND(ISBLANK(INDEX($G:$G,)), ISBLANK(INDEX($C:$C,))), \"\", 'PWS Records (System Entry)'!$D$4)","v":""},{"$f":"IF(AND(ISBLANK(INDEX($G:$G,)), ISBLANK(INDEX($C:$C,))), \"\", 'PWS Records (System Entry)'!$D$3)","v":""},null,null,null,null,null,null,null,null,null,null,null,null,null,null,null,null,null,null,""]
[{"$f":"IF(AND(ISBLANK(INDEX($G:$G,)), ISBLANK(INDEX($C:$C,))), \"\", 'PWS Records (System Entry)'!$D$4)","v":""},{"$f":"IF(AND(ISBLANK(INDEX($G:$G,)), ISBLANK(INDEX($C:$C,))), \"\", 'PWS Records (System Entry)'!$D$3)","v":""},null,null,null,null,null,null,null,null,null,null,null,null,null,null,null,null,null,null,""]
[{"$f":"IF(AND(ISBLANK(INDEX($G:$G,)), ISBLANK(INDEX($C:$C,))), \"\", 'PWS Records (System Entry)'!$D$4)","v":""},{"$f":"IF(AND(ISBLANK(INDEX($G:$G,)), ISBLANK(INDEX($C:$C,))), \"\", 'PWS Records (System Entry)'!$D$3)","v":""},null,null,null,null,null,null,null,null,null,null,null,null,null,null,null,null,null,null,""]
[{"$f":"IF(AND(ISBLANK(INDEX($G:$G,)), ISBLANK(INDEX($C:$C,))), \"\", 'PWS Records (System Entry)'!$D$4)","v":""},{"$f":"IF(AND(ISBLANK(INDEX($G:$G,)), ISBLANK(INDEX($C:$C,))), \"\", 'PWS Records (System Entry)'!$D$3)","v":""},null,null,null,null,null,null,null,null,null,null,null,null,null,null,null,null,null,null,""]
[{"$f":"IF(AND(ISBLANK(INDEX($G:$G,)), ISBLANK(INDEX($C:$C,))), \"\", 'PWS Records (System Entry)'!$D$4)","v":""},{"$f":"IF(AND(ISBLANK(INDEX($G:$G,)), ISBLANK(INDEX($C:$C,))), \"\", 'PWS Records (System Entry)'!$D$3)","v":""},null,null,null,null,null,null,null,null,null,null,null,null,null,null,null,null,null,null,""]
[{"$f":"IF(AND(ISBLANK(INDEX($G:$G,)), ISBLANK(INDEX($C:$C,))), \"\", 'PWS Records (System Entry)'!$D$4)","v":""},{"$f":"IF(AND(ISBLANK(INDEX($G:$G,)), ISBLANK(INDEX($C:$C,))), \"\", 'PWS Records (System Entry)'!$D$3)","v":""},null,null,null,null,null,null,null,null,null,null,null,null,null,null,null,null,null,null,""]
[{"$f":"IF(AND(ISBLANK(INDEX($G:$G,)), ISBLANK(INDEX($C:$C,))), \"\", 'PWS Records (System Entry)'!$D$4)","v":""},{"$f":"IF(AND(ISBLANK(INDEX($G:$G,)), ISBLANK(INDEX($C:$C,))), \"\", 'PWS Records (System Entry)'!$D$3)","v":""},null,null,null,null,null,null,null,null,null,null,null,null,null,null,null,null,null,null,""]
[{"$f":"IF(AND(ISBLANK(INDEX($G:$G,)), ISBLANK(INDEX($C:$C,))), \"\", 'PWS Records (System Entry)'!$D$4)","v":""},{"$f":"IF(AND(ISBLANK(INDEX($G:$G,)), ISBLANK(INDEX($C:$C,))), \"\", 'PWS Records (System Entry)'!$D$3)","v":""},null,null,null,null,null,null,null,null,null,null,null,null,null,null,null,null,null,null,""]
[{"$f":"IF(AND(ISBLANK(INDEX($G:$G,)), ISBLANK(INDEX($C:$C,))), \"\", 'PWS Records (System Entry)'!$D$4)","v":""},{"$f":"IF(AND(ISBLANK(INDEX($G:$G,)), ISBLANK(INDEX($C:$C,))), \"\", 'PWS Records (System Entry)'!$D$3)","v":""},null,null,null,null,null,null,null,null,null,null,null,null,null,null,null,null,null,null,""]
[{"$f":"IF(AND(ISBLANK(INDEX($G:$G,)), ISBLANK(INDEX($C:$C,))), \"\", 'PWS Records (System Entry)'!$D$4)","v":""},{"$f":"IF(AND(ISBLANK(INDEX($G:$G,)), ISBLANK(INDEX($C:$C,))), \"\", 'PWS Records (System Entry)'!$D$3)","v":""},null,null,null,null,null,null,null,null,null,null,null,null,null,null,null,null,null,null,""]
[{"$f":"IF(AND(ISBLANK(INDEX($G:$G,)), ISBLANK(INDEX($C:$C,))), \"\", 'PWS Records (System Entry)'!$D$4)","v":""},{"$f":"IF(AND(ISBLANK(INDEX($G:$G,)), ISBLANK(INDEX($C:$C,))), \"\", 'PWS Records (System Entry)'!$D$3)","v":""},null,null,null,null,null,null,null,null,null,null,null,null,null,null,null,null,null,null,""]
[{"$f":"IF(AND(ISBLANK(INDEX($G:$G,)), ISBLANK(INDEX($C:$C,))), \"\", 'PWS Records (System Entry)'!$D$4)","v":""},{"$f":"IF(AND(ISBLANK(INDEX($G:$G,)), ISBLANK(INDEX($C:$C,))), \"\", 'PWS Records (System Entry)'!$D$3)","v":""},null,null,null,null,null,null,null,null,null,null,null,null,null,null,null,null,null,null,""]
[{"$f":"IF(AND(ISBLANK(INDEX($G:$G,)), ISBLANK(INDEX($C:$C,))), \"\", 'PWS Records (System Entry)'!$D$4)","v":""},{"$f":"IF(AND(ISBLANK(INDEX($G:$G,)), ISBLANK(INDEX($C:$C,))), \"\", 'PWS Records (System Entry)'!$D$3)","v":""},null,null,null,null,null,null,null,null,null,null,null,null,null,null,null,null,null,null,""]
[{"$f":"IF(AND(ISBLANK(INDEX($G:$G,)), ISBLANK(INDEX($C:$C,))), \"\", 'PWS Records (System Entry)'!$D$4)","v":""},{"$f":"IF(AND(ISBLANK(INDEX($G:$G,)), ISBLANK(INDEX($C:$C,))), \"\", 'PWS Records (System Entry)'!$D$3)","v":""},null,null,null,null,null,null,null,null,null,null,null,null,null,null,null,null,null,null,""]
[{"$f":"IF(AND(ISBLANK(INDEX($G:$G,)), ISBLANK(INDEX($C:$C,))), \"\", 'PWS Records (System Entry)'!$D$4)","v":""},{"$f":"IF(AND(ISBLANK(INDEX($G:$G,)), ISBLANK(INDEX($C:$C,))), \"\", 'PWS Records (System Entry)'!$D$3)","v":""},null,null,null,null,null,null,null,null,null,null,null,null,null,null,null,null,null,null,""]
[{"$f":"IF(AND(ISBLANK(INDEX($G:$G,)), ISBLANK(INDEX($C:$C,))), \"\", 'PWS Records (System Entry)'!$D$4)","v":""},{"$f":"IF(AND(ISBLANK(INDEX($G:$G,)), ISBLANK(INDEX($C:$C,))), \"\", 'PWS Records (System Entry)'!$D$3)","v":""},null,null,null,null,null,null,null,null,null,null,null,null,null,null,null,null,null,null,""]
[{"$f":"IF(AND(ISBLANK(INDEX($G:$G,)), ISBLANK(INDEX($C:$C,))), \"\", 'PWS Records (System Entry)'!$D$4)","v":""},{"$f":"IF(AND(ISBLANK(INDEX($G:$G,)), ISBLANK(INDEX($C:$C,))), \"\", 'PWS Records (System Entry)'!$D$3)","v":""},null,null,null,null,null,null,null,null,null,null,null,null,null,null,null,null,null,null,""]
[{"$f":"IF(AND(ISBLANK(INDEX($G:$G,)), ISBLANK(INDEX($C:$C,))), \"\", 'PWS Records (System Entry)'!$D$4)","v":""},{"$f":"IF(AND(ISBLANK(INDEX($G:$G,)), ISBLANK(INDEX($C:$C,))), \"\", 'PWS Records (System Entry)'!$D$3)","v":""},null,null,null,null,null,null,null,null,null,null,null,null,null,null,null,null,null,null,""]
[{"$f":"IF(AND(ISBLANK(INDEX($G:$G,)), ISBLANK(INDEX($C:$C,))), \"\", 'PWS Records (System Entry)'!$D$4)","v":""},{"$f":"IF(AND(ISBLANK(INDEX($G:$G,)), ISBLANK(INDEX($C:$C,))), \"\", 'PWS Records (System Entry)'!$D$3)","v":""},null,null,null,null,null,null,null,null,null,null,null,null,null,null,null,null,null,null,""]
[{"$f":"IF(AND(ISBLANK(INDEX($G:$G,)), ISBLANK(INDEX($C:$C,))), \"\", 'PWS Records (System Entry)'!$D$4)","v":""},{"$f":"IF(AND(ISBLANK(INDEX($G:$G,)), ISBLANK(INDEX($C:$C,))), \"\", 'PWS Records (System Entry)'!$D$3)","v":""},null,null,null,null,null,null,null,null,null,null,null,null,null,null,null,null,null,null,""]
[{"$f":"IF(AND(ISBLANK(INDEX($G:$G,)), ISBLANK(INDEX($C:$C,))), \"\", 'PWS Records (System Entry)'!$D$4)","v":""},{"$f":"IF(AND(ISBLANK(INDEX($G:$G,)), ISBLANK(INDEX($C:$C,))), \"\", 'PWS Records (System Entry)'!$D$3)","v":""},null,null,null,null,null,null,null,null,null,null,null,null,null,null,null,null,null,null,""]
[{"$f":"IF(AND(ISBLANK(INDEX($G:$G,)), ISBLANK(INDEX($C:$C,))), \"\", 'PWS Records (System Entry)'!$D$4)","v":""},{"$f":"IF(AND(ISBLANK(INDEX($G:$G,)), ISBLANK(INDEX($C:$C,))), \"\", 'PWS Records (System Entry)'!$D$3)","v":""},null,null,null,null,null,null,null,null,null,null,null,null,null,null,null,null,null,null,""]
[{"$f":"IF(AND(ISBLANK(INDEX($G:$G,)), ISBLANK(INDEX($C:$C,))), \"\", 'PWS Records (System Entry)'!$D$4)","v":""},{"$f":"IF(AND(ISBLANK(INDEX($G:$G,)), ISBLANK(INDEX($C:$C,))), \"\", 'PWS Records (System Entry)'!$D$3)","v":""},null,null,null,null,null,null,null,null,null,null,null,null,null,null,null,null,null,null,""]
[{"$f":"IF(AND(ISBLANK(INDEX($G:$G,)), ISBLANK(INDEX($C:$C,))), \"\", 'PWS Records (System Entry)'!$D$4)","v":""},{"$f":"IF(AND(ISBLANK(INDEX($G:$G,)), ISBLANK(INDEX($C:$C,))), \"\", 'PWS Records (System Entry)'!$D$3)","v":""},null,null,null,null,null,null,null,null,null,null,null,null,null,null,null,null,null,null,""]
[{"$f":"IF(AND(ISBLANK(INDEX($G:$G,)), ISBLANK(INDEX($C:$C,))), \"\", 'PWS Records (System Entry)'!$D$4)","v":""},{"$f":"IF(AND(ISBLANK(INDEX($G:$G,)), ISBLANK(INDEX($C:$C,))), \"\", 'PWS Records (System Entry)'!$D$3)","v":""},null,null,null,null,null,null,null,null,null,null,null,null,null,null,null,null,null,null,""]
[{"$f":"IF(AND(ISBLANK(INDEX($G:$G,)), ISBLANK(INDEX($C:$C,))), \"\", 'PWS Records (System Entry)'!$D$4)","v":""},{"$f":"IF(AND(ISBLANK(INDEX($G:$G,)), ISBLANK(INDEX($C:$C,))), \"\", 'PWS Records (System Entry)'!$D$3)","v":""},null,null,null,null,null,null,null,null,null,null,null,null,null,null,null,null,null,null,""]
[{"$f":"IF(AND(ISBLANK(INDEX($G:$G,)), ISBLANK(INDEX($C:$C,))), \"\", 'PWS Records (System Entry)'!$D$4)","v":""},{"$f":"IF(AND(ISBLANK(INDEX($G:$G,)), ISBLANK(INDEX($C:$C,))), \"\", 'PWS Records (System Entry)'!$D$3)","v":""},null,null,null,null,null,null,null,null,null,null,null,null,null,null,null,null,null,null,""]
[{"$f":"IF(AND(ISBLANK(INDEX($G:$G,)), ISBLANK(INDEX($C:$C,))), \"\", 'PWS Records (System Entry)'!$D$4)","v":""},{"$f":"IF(AND(ISBLANK(INDEX($G:$G,)), ISBLANK(INDEX($C:$C,))), \"\", 'PWS Records (System Entry)'!$D$3)","v":""},null,null,null,null,null,null,null,null,null,null,null,null,null,null,null,null,null,null,""]
[{"$f":"IF(AND(ISBLANK(INDEX($G:$G,)), ISBLANK(INDEX($C:$C,))), \"\", 'PWS Records (System Entry)'!$D$4)","v":""},{"$f":"IF(AND(ISBLANK(INDEX($G:$G,)), ISBLANK(INDEX($C:$C,))), \"\", 'PWS Records (System Entry)'!$D$3)","v":""},null,null,null,null,null,null,null,null,null,null,null,null,null,null,null,null,null,null,""]
[{"$f":"IF(AND(ISBLANK(INDEX($G:$G,)), ISBLANK(INDEX($C:$C,))), \"\", 'PWS Records (System Entry)'!$D$4)","v":""},{"$f":"IF(AND(ISBLANK(INDEX($G:$G,)), ISBLANK(INDEX($C:$C,))), \"\", 'PWS Records (System Entry)'!$D$3)","v":""},null,null,null,null,null,null,null,null,null,null,null,null,null,null,null,null,null,null,""]
[{"$f":"IF(AND(ISBLANK(INDEX($G:$G,)), ISBLANK(INDEX($C:$C,))), \"\", 'PWS Records (System Entry)'!$D$4)","v":""},{"$f":"IF(AND(ISBLANK(INDEX($G:$G,)), ISBLANK(INDEX($C:$C,))), \"\", 'PWS Records (System Entry)'!$D$3)","v":""},null,null,null,null,null,null,null,null,null,null,null,null,null,null,null,null,null,null,""]
[{"$f":"IF(AND(ISBLANK(INDEX($G:$G,)), ISBLANK(INDEX($C:$C,))), \"\", 'PWS Records (System Entry)'!$D$4)","v":""},{"$f":"IF(AND(ISBLANK(INDEX($G:$G,)), ISBLANK(INDEX($C:$C,))), \"\", 'PWS Records (System Entry)'!$D$3)","v":""},null,null,null,null,null,null,null,null,null,null,null,null,null,null,null,null,null,null,""]
[{"$f":"IF(AND(ISBLANK(INDEX($G:$G,)), ISBLANK(INDEX($C:$C,))), \"\", 'PWS Records (System Entry)'!$D$4)","v":""},{"$f":"IF(AND(ISBLANK(INDEX($G:$G,)), ISBLANK(INDEX($C:$C,))), \"\", 'PWS Records (System Entry)'!$D$3)","v":""},null,null,null,null,null,null,null,null,null,null,null,null,null,null,null,null,null,null,""]
[{"$f":"IF(AND(ISBLANK(INDEX($G:$G,)), ISBLANK(INDEX($C:$C,))), \"\", 'PWS Records (System Entry)'!$D$4)","v":""},{"$f":"IF(AND(ISBLANK(INDEX($G:$G,)), ISBLANK(INDEX($C:$C,))), \"\", 'PWS Records (System Entry)'!$D$3)","v":""},null,null,null,null,null,null,null,null,null,null,null,null,null,null,null,null,null,null,""]
[{"$f":"IF(AND(ISBLANK(INDEX($G:$G,)), ISBLANK(INDEX($C:$C,))), \"\", 'PWS Records (System Entry)'!$D$4)","v":""},{"$f":"IF(AND(ISBLANK(INDEX($G:$G,)), ISBLANK(INDEX($C:$C,))), \"\", 'PWS Records (System Entry)'!$D$3)","v":""},null,null,null,null,null,null,null,null,null,null,null,null,null,null,null,null,null,null,""]
[{"$f":"IF(AND(ISBLANK(INDEX($G:$G,)), ISBLANK(INDEX($C:$C,))), \"\", 'PWS Records (System Entry)'!$D$4)","v":""},{"$f":"IF(AND(ISBLANK(INDEX($G:$G,)), ISBLANK(INDEX($C:$C,))), \"\", 'PWS Records (System Entry)'!$D$3)","v":""},null,null,null,null,null,null,null,null,null,null,null,null,null,null,null,null,null,null,""]
[{"$f":"IF(AND(ISBLANK(INDEX($G:$G,)), ISBLANK(INDEX($C:$C,))), \"\", 'PWS Records (System Entry)'!$D$4)","v":""},{"$f":"IF(AND(ISBLANK(INDEX($G:$G,)), ISBLANK(INDEX($C:$C,))), \"\", 'PWS Records (System Entry)'!$D$3)","v":""},null,null,null,null,null,null,null,null,null,null,null,null,null,null,null,null,null,null,""]
[{"$f":"IF(AND(ISBLANK(INDEX($G:$G,)), ISBLANK(INDEX($C:$C,))), \"\", 'PWS Records (System Entry)'!$D$4)","v":""},{"$f":"IF(AND(ISBLANK(INDEX($G:$G,)), ISBLANK(INDEX($C:$C,))), \"\", 'PWS Records (System Entry)'!$D$3)","v":""},null,null,null,null,null,null,null,null,null,null,null,null,null,null,null,null,null,null,{"$f":"IF(AND(INDEX($K:$K,)=\"\", INDEX($L:$L,)=\"\", INDEX($M:$M,)=\"\", INDEX($Q:$Q,)=\"\", INDEX($R:$R,)=\"\"), \"\", IF(OR(INDEX($K:$K,)=\"Lead\",INDEX($Q:$Q,)=\"Lead\"),\"Lead\",IF(OR(AND(OR(INDEX($M:$M,)=\"Yes\", INDEX($M:$M,)=\"Don't Know\", INDEX($M:$M,)=\"\"), INDEX($Q:$Q,)=\"Galvanized Iron/Steel\"), AND(INDEX($K:$K,)=\"Unknown\", INDEX($M:$M,)=\"No\", INDEX($Q:$Q,)=\"Galvanized Iron/Steel\")), \"Galvanized Requiring Replacement\", IF(OR(AND(OR(INDEX($K:$K,)=\"Galvanized Iron/Steel\", INDEX($K:$K,)=\"Non-Lead - Copper\", INDEX($K:$K,)=\"Non-Lead - Plastic\", INDEX($K:$K,)=\"Non-Lead - Other\", INDEX($K:$K,)=\"Non-Lead - Material Unknown\", INDEX($K:$K,)=\"No System Owned Portion\"), OR(INDEX($Q:$Q,)=\"Galvanized Iron/Steel\", INDEX($Q:$Q,)=\"Non-Lead - Copper\", INDEX($Q:$Q,)=\"Non-Lead - Plastic\", INDEX($Q:$Q,)=\"Non-Lead - Other\", INDEX($Q:$Q,)=\"Non-Lead - Predictive Model\", INDEX($Q:$Q,)=\"No Customer Owned Portion\")), AND(OR( INDEX($K:$K,)=\"Galvanized Iron/Steel\", INDEX($K:$K,)=\"Non-Lead - Copper\", INDEX($K:$K,)=\"Non-Lead - Plastic\", INDEX($K:$K,)=\"Non-Lead - Other\", INDEX($K:$K,)=\"Non-Lead - Material Unknown\", INDEX($K:$K,)=\"No System Owned Portion\"), INDEX($M:$M,)=\"No\", INDEX($Q:$Q,)=\"Non-Lead - Material Unknown\")), \"Non-Lead\", \"Lead Status Unknown\"))))","v":""}]
[{"$f":"IF(AND(ISBLANK(INDEX($G:$G,)), ISBLANK(INDEX($C:$C,))), \"\", 'PWS Records (System Entry)'!$D$4)","v":""},{"$f":"IF(AND(ISBLANK(INDEX($G:$G,)), ISBLANK(INDEX($C:$C,))), \"\", 'PWS Records (System Entry)'!$D$3)","v":""},null,null,null,null,null,null,null,null,null,null,null,null,null,null,null,null,null,null,""]
[{"$f":"IF(AND(ISBLANK(INDEX($G:$G,)), ISBLANK(INDEX($C:$C,))), \"\", 'PWS Records (System Entry)'!$D$4)","v":""},{"$f":"IF(AND(ISBLANK(INDEX($G:$G,)), ISBLANK(INDEX($C:$C,))), \"\", 'PWS Records (System Entry)'!$D$3)","v":""},null,null,null,null,null,null,null,null,null,null,null,null,null,null,null,null,null,null,""]
[{"$f":"IF(AND(ISBLANK(INDEX($G:$G,)), ISBLANK(INDEX($C:$C,))), \"\", 'PWS Records (System Entry)'!$D$4)","v":""},{"$f":"IF(AND(ISBLANK(INDEX($G:$G,)), ISBLANK(INDEX($C:$C,))), \"\", 'PWS Records (System Entry)'!$D$3)","v":""},null,null,null,null,null,null,null,null,null,null,null,null,null,null,null,null,null,null,{"$f":"IF(AND(INDEX($K:$K,)=\"\", INDEX($L:$L,)=\"\", INDEX($M:$M,)=\"\", INDEX($Q:$Q,)=\"\", INDEX($R:$R,)=\"\"), \"\", IF(OR(INDEX($K:$K,)=\"Lead\",INDEX($Q:$Q,)=\"Lead\"),\"Lead\",IF(OR(AND(OR(INDEX($M:$M,)=\"Yes\", INDEX($M:$M,)=\"Don't Know\", INDEX($M:$M,)=\"\"), INDEX($Q:$Q,)=\"Galvanized Iron/Steel\"), AND(INDEX($K:$K,)=\"Unknown\", INDEX($M:$M,)=\"No\", INDEX($Q:$Q,)=\"Galvanized Iron/Steel\")), \"Galvanized Requiring Replacement\", IF(OR(AND(OR(INDEX($K:$K,)=\"Galvanized Iron/Steel\", INDEX($K:$K,)=\"Non-Lead - Copper\", INDEX($K:$K,)=\"Non-Lead - Plastic\", INDEX($K:$K,)=\"Non-Lead - Other\", INDEX($K:$K,)=\"Non-Lead - Material Unknown\", INDEX($K:$K,)=\"No System Owned Portion\"), OR(INDEX($Q:$Q,)=\"Galvanized Iron/Steel\", INDEX($Q:$Q,)=\"Non-Lead - Copper\", INDEX($Q:$Q,)=\"Non-Lead - Plastic\", INDEX($Q:$Q,)=\"Non-Lead - Other\", INDEX($Q:$Q,)=\"Non-Lead - Predictive Model\", INDEX($Q:$Q,)=\"No Customer Owned Portion\")), AND(OR( INDEX($K:$K,)=\"Galvanized Iron/Steel\", INDEX($K:$K,)=\"Non-Lead - Copper\", INDEX($K:$K,)=\"Non-Lead - Plastic\", INDEX($K:$K,)=\"Non-Lead - Other\", INDEX($K:$K,)=\"Non-Lead - Material Unknown\", INDEX($K:$K,)=\"No System Owned Portion\"), INDEX($M:$M,)=\"No\", INDEX($Q:$Q,)=\"Non-Lead - Material Unknown\")), \"Non-Lead\", \"Lead Status Unknown\"))))","v":""}]
[{"$f":"IF(AND(ISBLANK(INDEX($G:$G,)), ISBLANK(INDEX($C:$C,))), \"\", 'PWS Records (System Entry)'!$D$4)","v":""},{"$f":"IF(AND(ISBLANK(INDEX($G:$G,)), ISBLANK(INDEX($C:$C,))), \"\", 'PWS Records (System Entry)'!$D$3)","v":""},null,null,null,null,null,null,null,null,null,null,null,null,null,null,null,null,null,null,""]
[{"$f":"IF(AND(ISBLANK(INDEX($G:$G,)), ISBLANK(INDEX($C:$C,))), \"\", 'PWS Records (System Entry)'!$D$4)","v":""},{"$f":"IF(AND(ISBLANK(INDEX($G:$G,)), ISBLANK(INDEX($C:$C,))), \"\", 'PWS Records (System Entry)'!$D$3)","v":""},null,null,null,null,null,null,null,null,null,null,null,null,null,null,null,null,null,null,""]
[{"$f":"IF(AND(ISBLANK(INDEX($G:$G,)), ISBLANK(INDEX($C:$C,))), \"\", 'PWS Records (System Entry)'!$D$4)","v":""},{"$f":"IF(AND(ISBLANK(INDEX($G:$G,)), ISBLANK(INDEX($C:$C,))), \"\", 'PWS Records (System Entry)'!$D$3)","v":""},null,null,null,null,null,null,null,null,null,null,null,null,null,null,null,null,null,null,""]
[{"$f":"IF(AND(ISBLANK(INDEX($G:$G,)), ISBLANK(INDEX($C:$C,))), \"\", 'PWS Records (System Entry)'!$D$4)","v":""},{"$f":"IF(AND(ISBLANK(INDEX($G:$G,)), ISBLANK(INDEX($C:$C,))), \"\", 'PWS Records (System Entry)'!$D$3)","v":""},null,null,null,null,null,null,null,null,null,null,null,null,null,null,null,null,null,null,""]
[{"$f":"IF(AND(ISBLANK(INDEX($G:$G,)), ISBLANK(INDEX($C:$C,))), \"\", 'PWS Records (System Entry)'!$D$4)","v":""},{"$f":"IF(AND(ISBLANK(INDEX($G:$G,)), ISBLANK(INDEX($C:$C,))), \"\", 'PWS Records (System Entry)'!$D$3)","v":""},null,null,null,null,null,null,null,null,null,null,null,null,null,null,null,null,null,null,""]
[{"$f":"IF(AND(ISBLANK(INDEX($G:$G,)), ISBLANK(INDEX($C:$C,))), \"\", 'PWS Records (System Entry)'!$D$4)","v":""},{"$f":"IF(AND(ISBLANK(INDEX($G:$G,)), ISBLANK(INDEX($C:$C,))), \"\", 'PWS Records (System Entry)'!$D$3)","v":""},null,null,null,null,null,null,null,null,null,null,null,null,null,null,null,null,null,null,""]
[{"$f":"IF(AND(ISBLANK(INDEX($G:$G,)), ISBLANK(INDEX($C:$C,))), \"\", 'PWS Records (System Entry)'!$D$4)","v":""},{"$f":"IF(AND(ISBLANK(INDEX($G:$G,)), ISBLANK(INDEX($C:$C,))), \"\", 'PWS Records (System Entry)'!$D$3)","v":""},null,null,null,null,null,null,null,null,null,null,null,null,null,null,null,null,null,null,""]
[{"$f":"IF(AND(ISBLANK(INDEX($G:$G,)), ISBLANK(INDEX($C:$C,))), \"\", 'PWS Records (System Entry)'!$D$4)","v":""},{"$f":"IF(AND(ISBLANK(INDEX($G:$G,)), ISBLANK(INDEX($C:$C,))), \"\", 'PWS Records (System Entry)'!$D$3)","v":""},null,null,null,null,null,null,null,null,null,null,null,null,null,null,null,null,null,null,""]
[{"$f":"IF(AND(ISBLANK(INDEX($G:$G,)), ISBLANK(INDEX($C:$C,))), \"\", 'PWS Records (System Entry)'!$D$4)","v":""},{"$f":"IF(AND(ISBLANK(INDEX($G:$G,)), ISBLANK(INDEX($C:$C,))), \"\", 'PWS Records (System Entry)'!$D$3)","v":""},null,null,null,null,null,null,null,null,null,null,null,null,null,null,null,null,null,null,""]
[{"$f":"IF(AND(ISBLANK(INDEX($G:$G,)), ISBLANK(INDEX($C:$C,))), \"\", 'PWS Records (System Entry)'!$D$4)","v":""},{"$f":"IF(AND(ISBLANK(INDEX($G:$G,)), ISBLANK(INDEX($C:$C,))), \"\", 'PWS Records (System Entry)'!$D$3)","v":""},null,null,null,null,null,null,null,null,null,null,null,null,null,null,null,null,null,null,""]
[{"$f":"IF(AND(ISBLANK(INDEX($G:$G,)), ISBLANK(INDEX($C:$C,))), \"\", 'PWS Records (System Entry)'!$D$4)","v":""},{"$f":"IF(AND(ISBLANK(INDEX($G:$G,)), ISBLANK(INDEX($C:$C,))), \"\", 'PWS Records (System Entry)'!$D$3)","v":""},null,null,null,null,null,null,null,null,null,null,null,null,null,null,null,null,null,null,{"$f":"IF(AND(INDEX($K:$K,)=\"\", INDEX($L:$L,)=\"\", INDEX($M:$M,)=\"\", INDEX($Q:$Q,)=\"\", INDEX($R:$R,)=\"\"), \"\", IF(OR(INDEX($K:$K,)=\"Lead\",INDEX($Q:$Q,)=\"Lead\"),\"Lead\",IF(OR(AND(OR(INDEX($M:$M,)=\"Yes\", INDEX($M:$M,)=\"Don't Know\", INDEX($M:$M,)=\"\"), INDEX($Q:$Q,)=\"Galvanized Iron/Steel\"), AND(INDEX($K:$K,)=\"Unknown\", INDEX($M:$M,)=\"No\", INDEX($Q:$Q,)=\"Galvanized Iron/Steel\")), \"Galvanized Requiring Replacement\", IF(OR(AND(OR(INDEX($K:$K,)=\"Galvanized Iron/Steel\", INDEX($K:$K,)=\"Non-Lead - Copper\", INDEX($K:$K,)=\"Non-Lead - Plastic\", INDEX($K:$K,)=\"Non-Lead - Other\", INDEX($K:$K,)=\"Non-Lead - Material Unknown\", INDEX($K:$K,)=\"No System Owned Portion\"), OR(INDEX($Q:$Q,)=\"Galvanized Iron/Steel\", INDEX($Q:$Q,)=\"Non-Lead - Copper\", INDEX($Q:$Q,)=\"Non-Lead - Plastic\", INDEX($Q:$Q,)=\"Non-Lead - Other\", INDEX($Q:$Q,)=\"Non-Lead - Predictive Model\", INDEX($Q:$Q,)=\"No Customer Owned Portion\")), AND(OR( INDEX($K:$K,)=\"Galvanized Iron/Steel\", INDEX($K:$K,)=\"Non-Lead - Copper\", INDEX($K:$K,)=\"Non-Lead - Plastic\", INDEX($K:$K,)=\"Non-Lead - Other\", INDEX($K:$K,)=\"Non-Lead - Material Unknown\", INDEX($K:$K,)=\"No System Owned Portion\"), INDEX($M:$M,)=\"No\", INDEX($Q:$Q,)=\"Non-Lead - Material Unknown\")), \"Non-Lead\", \"Lead Status Unknown\"))))","v":""}]
[{"$f":"IF(AND(ISBLANK(INDEX($G:$G,)), ISBLANK(INDEX($C:$C,))), \"\", 'PWS Records (System Entry)'!$D$4)","v":""},{"$f":"IF(AND(ISBLANK(INDEX($G:$G,)), ISBLANK(INDEX($C:$C,))), \"\", 'PWS Records (System Entry)'!$D$3)","v":""},null,null,null,null,null,null,null,null,null,null,null,null,null,null,null,null,null,null,""]
[{"$f":"IF(AND(ISBLANK(INDEX($G:$G,)), ISBLANK(INDEX($C:$C,))), \"\", 'PWS Records (System Entry)'!$D$4)","v":""},{"$f":"IF(AND(ISBLANK(INDEX($G:$G,)), ISBLANK(INDEX($C:$C,))), \"\", 'PWS Records (System Entry)'!$D$3)","v":""},null,null,null,null,null,null,null,null,null,null,null,null,null,null,null,null,null,null,""]
[{"$f":"IF(AND(ISBLANK(INDEX($G:$G,)), ISBLANK(INDEX($C:$C,))), \"\", 'PWS Records (System Entry)'!$D$4)","v":""},{"$f":"IF(AND(ISBLANK(INDEX($G:$G,)), ISBLANK(INDEX($C:$C,))), \"\", 'PWS Records (System Entry)'!$D$3)","v":""},null,null,null,null,null,null,null,null,null,null,null,null,null,null,null,null,null,null,""]
[{"$f":"IF(AND(ISBLANK(INDEX($G:$G,)), ISBLANK(INDEX($C:$C,))), \"\", 'PWS Records (System Entry)'!$D$4)","v":""},{"$f":"IF(AND(ISBLANK(INDEX($G:$G,)), ISBLANK(INDEX($C:$C,))), \"\", 'PWS Records (System Entry)'!$D$3)","v":""},null,null,null,null,null,null,null,null,null,null,null,null,null,null,null,null,null,null,""]
[{"$f":"IF(AND(ISBLANK(INDEX($G:$G,)), ISBLANK(INDEX($C:$C,))), \"\", 'PWS Records (System Entry)'!$D$4)","v":""},{"$f":"IF(AND(ISBLANK(INDEX($G:$G,)), ISBLANK(INDEX($C:$C,))), \"\", 'PWS Records (System Entry)'!$D$3)","v":""},null,null,null,null,null,null,null,null,null,null,null,null,null,null,null,null,null,null,""]
[{"$f":"IF(AND(ISBLANK(INDEX($G:$G,)), ISBLANK(INDEX($C:$C,))), \"\", 'PWS Records (System Entry)'!$D$4)","v":""},{"$f":"IF(AND(ISBLANK(INDEX($G:$G,)), ISBLANK(INDEX($C:$C,))), \"\", 'PWS Records (System Entry)'!$D$3)","v":""},null,null,null,null,null,null,null,null,null,null,null,null,null,null,null,null,null,null,""]
[{"$f":"IF(AND(ISBLANK(INDEX($G:$G,)), ISBLANK(INDEX($C:$C,))), \"\", 'PWS Records (System Entry)'!$D$4)","v":""},{"$f":"IF(AND(ISBLANK(INDEX($G:$G,)), ISBLANK(INDEX($C:$C,))), \"\", 'PWS Records (System Entry)'!$D$3)","v":""},null,null,null,null,null,null,null,null,null,null,null,null,null,null,null,null,null,null,""]
[{"$f":"IF(AND(ISBLANK(INDEX($G:$G,)), ISBLANK(INDEX($C:$C,))), \"\", 'PWS Records (System Entry)'!$D$4)","v":""},{"$f":"IF(AND(ISBLANK(INDEX($G:$G,)), ISBLANK(INDEX($C:$C,))), \"\", 'PWS Records (System Entry)'!$D$3)","v":""},null,null,null,null,null,null,null,null,null,null,null,null,null,null,null,null,null,null,""]
[{"$f":"IF(AND(ISBLANK(INDEX($G:$G,)), ISBLANK(INDEX($C:$C,))), \"\", 'PWS Records (System Entry)'!$D$4)","v":""},{"$f":"IF(AND(ISBLANK(INDEX($G:$G,)), ISBLANK(INDEX($C:$C,))), \"\", 'PWS Records (System Entry)'!$D$3)","v":""},null,null,null,null,null,null,null,null,null,null,null,null,null,null,null,null,null,null,""]
[{"$f":"IF(AND(ISBLANK(INDEX($G:$G,)), ISBLANK(INDEX($C:$C,))), \"\", 'PWS Records (System Entry)'!$D$4)","v":""},{"$f":"IF(AND(ISBLANK(INDEX($G:$G,)), ISBLANK(INDEX($C:$C,))), \"\", 'PWS Records (System Entry)'!$D$3)","v":""},null,null,null,null,null,null,null,null,null,null,null,null,null,null,null,null,null,null,""]
[{"$f":"IF(AND(ISBLANK(INDEX($G:$G,)), ISBLANK(INDEX($C:$C,))), \"\", 'PWS Records (System Entry)'!$D$4)","v":""},{"$f":"IF(AND(ISBLANK(INDEX($G:$G,)), ISBLANK(INDEX($C:$C,))), \"\", 'PWS Records (System Entry)'!$D$3)","v":""},null,null,null,null,null,null,null,null,null,null,null,null,null,null,null,null,null,null,""]
[{"$f":"IF(AND(ISBLANK(INDEX($G:$G,)), ISBLANK(INDEX($C:$C,))), \"\", 'PWS Records (System Entry)'!$D$4)","v":""},{"$f":"IF(AND(ISBLANK(INDEX($G:$G,)), ISBLANK(INDEX($C:$C,))), \"\", 'PWS Records (System Entry)'!$D$3)","v":""},null,null,null,null,null,null,null,null,null,null,null,null,null,null,null,null,null,null,""]
[{"$f":"IF(AND(ISBLANK(INDEX($G:$G,)), ISBLANK(INDEX($C:$C,))), \"\", 'PWS Records (System Entry)'!$D$4)","v":""},{"$f":"IF(AND(ISBLANK(INDEX($G:$G,)), ISBLANK(INDEX($C:$C,))), \"\", 'PWS Records (System Entry)'!$D$3)","v":""},null,null,null,null,null,null,null,null,null,null,null,null,null,null,null,null,null,null,""]
[{"$f":"IF(AND(ISBLANK(INDEX($G:$G,)), ISBLANK(INDEX($C:$C,))), \"\", 'PWS Records (System Entry)'!$D$4)","v":""},{"$f":"IF(AND(ISBLANK(INDEX($G:$G,)), ISBLANK(INDEX($C:$C,))), \"\", 'PWS Records (System Entry)'!$D$3)","v":""},null,null,null,null,null,null,null,null,null,null,null,null,null,null,null,null,null,null,""]
[{"$f":"IF(AND(ISBLANK(INDEX($G:$G,)), ISBLANK(INDEX($C:$C,))), \"\", 'PWS Records (System Entry)'!$D$4)","v":""},{"$f":"IF(AND(ISBLANK(INDEX($G:$G,)), ISBLANK(INDEX($C:$C,))), \"\", 'PWS Records (System Entry)'!$D$3)","v":""},null,null,null,null,null,null,null,null,null,null,null,null,null,null,null,null,null,null,""]
[{"$f":"IF(AND(ISBLANK(INDEX($G:$G,)), ISBLANK(INDEX($C:$C,))), \"\", 'PWS Records (System Entry)'!$D$4)","v":""},{"$f":"IF(AND(ISBLANK(INDEX($G:$G,)), ISBLANK(INDEX($C:$C,))), \"\", 'PWS Records (System Entry)'!$D$3)","v":""},null,null,null,null,null,null,null,null,null,null,null,null,null,null,null,null,null,null,""]
[{"$f":"IF(AND(ISBLANK(INDEX($G:$G,)), ISBLANK(INDEX($C:$C,))), \"\", 'PWS Records (System Entry)'!$D$4)","v":""},{"$f":"IF(AND(ISBLANK(INDEX($G:$G,)), ISBLANK(INDEX($C:$C,))), \"\", 'PWS Records (System Entry)'!$D$3)","v":""},null,null,null,null,null,null,null,null,null,null,null,null,null,null,null,null,null,null,""]
[{"$f":"IF(AND(ISBLANK(INDEX($G:$G,)), ISBLANK(INDEX($C:$C,))), \"\", 'PWS Records (System Entry)'!$D$4)","v":""},{"$f":"IF(AND(ISBLANK(INDEX($G:$G,)), ISBLANK(INDEX($C:$C,))), \"\", 'PWS Records (System Entry)'!$D$3)","v":""},null,null,null,null,null,null,null,null,null,null,null,null,null,null,null,null,null,null,""]
[{"$f":"IF(AND(ISBLANK(INDEX($G:$G,)), ISBLANK(INDEX($C:$C,))), \"\", 'PWS Records (System Entry)'!$D$4)","v":""},{"$f":"IF(AND(ISBLANK(INDEX($G:$G,)), ISBLANK(INDEX($C:$C,))), \"\", 'PWS Records (System Entry)'!$D$3)","v":""},null,null,null,null,null,null,null,null,null,null,null,null,null,null,null,null,null,null,""]
[{"$f":"IF(AND(ISBLANK(INDEX($G:$G,)), ISBLANK(INDEX($C:$C,))), \"\", 'PWS Records (System Entry)'!$D$4)","v":""},{"$f":"IF(AND(ISBLANK(INDEX($G:$G,)), ISBLANK(INDEX($C:$C,))), \"\", 'PWS Records (System Entry)'!$D$3)","v":""},null,null,null,null,null,null,null,null,null,null,null,null,null,null,null,null,null,null,""]
[{"$f":"IF(AND(ISBLANK(INDEX($G:$G,)), ISBLANK(INDEX($C:$C,))), \"\", 'PWS Records (System Entry)'!$D$4)","v":""},{"$f":"IF(AND(ISBLANK(INDEX($G:$G,)), ISBLANK(INDEX($C:$C,))), \"\", 'PWS Records (System Entry)'!$D$3)","v":""},null,null,null,null,null,null,null,null,null,null,null,null,null,null,null,null,null,null,""]
[{"$f":"IF(AND(ISBLANK(INDEX($G:$G,)), ISBLANK(INDEX($C:$C,))), \"\", 'PWS Records (System Entry)'!$D$4)","v":""},{"$f":"IF(AND(ISBLANK(INDEX($G:$G,)), ISBLANK(INDEX($C:$C,))), \"\", 'PWS Records (System Entry)'!$D$3)","v":""},null,null,null,null,null,null,null,null,null,null,null,null,null,null,null,null,null,null,""]
[{"$f":"IF(AND(ISBLANK(INDEX($G:$G,)), ISBLANK(INDEX($C:$C,))), \"\", 'PWS Records (System Entry)'!$D$4)","v":""},{"$f":"IF(AND(ISBLANK(INDEX($G:$G,)), ISBLANK(INDEX($C:$C,))), \"\", 'PWS Records (System Entry)'!$D$3)","v":""},null,null,null,null,null,null,null,null,null,null,null,null,null,null,null,null,null,null,""]
[{"$f":"IF(AND(ISBLANK(INDEX($G:$G,)), ISBLANK(INDEX($C:$C,))), \"\", 'PWS Records (System Entry)'!$D$4)","v":""},{"$f":"IF(AND(ISBLANK(INDEX($G:$G,)), ISBLANK(INDEX($C:$C,))), \"\", 'PWS Records (System Entry)'!$D$3)","v":""},null,null,null,null,null,null,null,null,null,null,null,null,null,null,null,null,null,null,""]
[{"$f":"IF(AND(ISBLANK(INDEX($G:$G,)), ISBLANK(INDEX($C:$C,))), \"\", 'PWS Records (System Entry)'!$D$4)","v":""},{"$f":"IF(AND(ISBLANK(INDEX($G:$G,)), ISBLANK(INDEX($C:$C,))), \"\", 'PWS Records (System Entry)'!$D$3)","v":""},null,null,null,null,null,null,null,null,null,null,null,null,null,null,null,null,null,null,""]
[{"$f":"IF(AND(ISBLANK(INDEX($G:$G,)), ISBLANK(INDEX($C:$C,))), \"\", 'PWS Records (System Entry)'!$D$4)","v":""},{"$f":"IF(AND(ISBLANK(INDEX($G:$G,)), ISBLANK(INDEX($C:$C,))), \"\", 'PWS Records (System Entry)'!$D$3)","v":""},null,null,null,null,null,null,null,null,null,null,null,null,null,null,null,null,null,null,""]
[{"$f":"IF(AND(ISBLANK(INDEX($G:$G,)), ISBLANK(INDEX($C:$C,))), \"\", 'PWS Records (System Entry)'!$D$4)","v":""},{"$f":"IF(AND(ISBLANK(INDEX($G:$G,)), ISBLANK(INDEX($C:$C,))), \"\", 'PWS Records (System Entry)'!$D$3)","v":""},null,null,null,null,null,null,null,null,null,null,null,null,null,null,null,null,null,null,""]
[{"$f":"IF(AND(ISBLANK(INDEX($G:$G,)), ISBLANK(INDEX($C:$C,))), \"\", 'PWS Records (System Entry)'!$D$4)","v":""},{"$f":"IF(AND(ISBLANK(INDEX($G:$G,)), ISBLANK(INDEX($C:$C,))), \"\", 'PWS Records (System Entry)'!$D$3)","v":""},null,null,null,null,null,null,null,null,null,null,null,null,null,null,null,null,null,null,""]
[{"$f":"IF(AND(ISBLANK(INDEX($G:$G,)), ISBLANK(INDEX($C:$C,))), \"\", 'PWS Records (System Entry)'!$D$4)","v":""},{"$f":"IF(AND(ISBLANK(INDEX($G:$G,)), ISBLANK(INDEX($C:$C,))), \"\", 'PWS Records (System Entry)'!$D$3)","v":""},null,null,null,null,null,null,null,null,null,null,null,null,null,null,null,null,null,null,""]
[{"$f":"IF(AND(ISBLANK(INDEX($G:$G,)), ISBLANK(INDEX($C:$C,))), \"\", 'PWS Records (System Entry)'!$D$4)","v":""},{"$f":"IF(AND(ISBLANK(INDEX($G:$G,)), ISBLANK(INDEX($C:$C,))), \"\", 'PWS Records (System Entry)'!$D$3)","v":""},null,null,null,null,null,null,null,null,null,null,null,null,null,null,null,null,null,null,""]
[{"$f":"IF(AND(ISBLANK(INDEX($G:$G,)), ISBLANK(INDEX($C:$C,))), \"\", 'PWS Records (System Entry)'!$D$4)","v":""},{"$f":"IF(AND(ISBLANK(INDEX($G:$G,)), ISBLANK(INDEX($C:$C,))), \"\", 'PWS Records (System Entry)'!$D$3)","v":""},null,null,null,null,null,null,null,null,null,null,null,null,null,null,null,null,null,null,""]
[{"$f":"IF(AND(ISBLANK(INDEX($G:$G,)), ISBLANK(INDEX($C:$C,))), \"\", 'PWS Records (System Entry)'!$D$4)","v":""},{"$f":"IF(AND(ISBLANK(INDEX($G:$G,)), ISBLANK(INDEX($C:$C,))), \"\", 'PWS Records (System Entry)'!$D$3)","v":""},null,null,null,null,null,null,null,null,null,null,null,null,null,null,null,null,null,null,""]
[{"$f":"IF(AND(ISBLANK(INDEX($G:$G,)), ISBLANK(INDEX($C:$C,))), \"\", 'PWS Records (System Entry)'!$D$4)","v":""},{"$f":"IF(AND(ISBLANK(INDEX($G:$G,)), ISBLANK(INDEX($C:$C,))), \"\", 'PWS Records (System Entry)'!$D$3)","v":""},null,null,null,null,null,null,null,null,null,null,null,null,null,null,null,null,null,null,""]
[{"$f":"IF(AND(ISBLANK(INDEX($G:$G,)), ISBLANK(INDEX($C:$C,))), \"\", 'PWS Records (System Entry)'!$D$4)","v":""},{"$f":"IF(AND(ISBLANK(INDEX($G:$G,)), ISBLANK(INDEX($C:$C,))), \"\", 'PWS Records (System Entry)'!$D$3)","v":""},null,null,null,null,null,null,null,null,null,null,null,null,null,null,null,null,null,null,""]
[{"$f":"IF(AND(ISBLANK(INDEX($G:$G,)), ISBLANK(INDEX($C:$C,))), \"\", 'PWS Records (System Entry)'!$D$4)","v":""},{"$f":"IF(AND(ISBLANK(INDEX($G:$G,)), ISBLANK(INDEX($C:$C,))), \"\", 'PWS Records (System Entry)'!$D$3)","v":""},null,null,null,null,null,null,null,null,null,null,null,null,null,null,null,null,null,null,""]
[{"$f":"IF(AND(ISBLANK(INDEX($G:$G,)), ISBLANK(INDEX($C:$C,))), \"\", 'PWS Records (System Entry)'!$D$4)","v":""},{"$f":"IF(AND(ISBLANK(INDEX($G:$G,)), ISBLANK(INDEX($C:$C,))), \"\", 'PWS Records (System Entry)'!$D$3)","v":""},null,null,null,null,null,null,null,null,null,null,null,null,null,null,null,null,null,null,""]
[{"$f":"IF(AND(ISBLANK(INDEX($G:$G,)), ISBLANK(INDEX($C:$C,))), \"\", 'PWS Records (System Entry)'!$D$4)","v":""},{"$f":"IF(AND(ISBLANK(INDEX($G:$G,)), ISBLANK(INDEX($C:$C,))), \"\", 'PWS Records (System Entry)'!$D$3)","v":""},null,null,null,null,null,null,null,null,null,null,null,null,null,null,null,null,null,null,""]
[{"$f":"IF(AND(ISBLANK(INDEX($G:$G,)), ISBLANK(INDEX($C:$C,))), \"\", 'PWS Records (System Entry)'!$D$4)","v":""},{"$f":"IF(AND(ISBLANK(INDEX($G:$G,)), ISBLANK(INDEX($C:$C,))), \"\", 'PWS Records (System Entry)'!$D$3)","v":""},null,null,null,null,null,null,null,null,null,null,null,null,null,null,null,null,null,null,""]
[{"$f":"IF(AND(ISBLANK(INDEX($G:$G,)), ISBLANK(INDEX($C:$C,))), \"\", 'PWS Records (System Entry)'!$D$4)","v":""},{"$f":"IF(AND(ISBLANK(INDEX($G:$G,)), ISBLANK(INDEX($C:$C,))), \"\", 'PWS Records (System Entry)'!$D$3)","v":""},null,null,null,null,null,null,null,null,null,null,null,null,null,null,null,null,null,null,""]
[{"$f":"IF(AND(ISBLANK(INDEX($G:$G,)), ISBLANK(INDEX($C:$C,))), \"\", 'PWS Records (System Entry)'!$D$4)","v":""},{"$f":"IF(AND(ISBLANK(INDEX($G:$G,)), ISBLANK(INDEX($C:$C,))), \"\", 'PWS Records (System Entry)'!$D$3)","v":""},null,null,null,null,null,null,null,null,null,null,null,null,null,null,null,null,null,null,""]
[{"$f":"IF(AND(ISBLANK(INDEX($G:$G,)), ISBLANK(INDEX($C:$C,))), \"\", 'PWS Records (System Entry)'!$D$4)","v":""},{"$f":"IF(AND(ISBLANK(INDEX($G:$G,)), ISBLANK(INDEX($C:$C,))), \"\", 'PWS Records (System Entry)'!$D$3)","v":""},null,null,null,null,null,null,null,null,null,null,null,null,null,null,null,null,null,null,""]
[{"$f":"IF(AND(ISBLANK(INDEX($G:$G,)), ISBLANK(INDEX($C:$C,))), \"\", 'PWS Records (System Entry)'!$D$4)","v":""},{"$f":"IF(AND(ISBLANK(INDEX($G:$G,)), ISBLANK(INDEX($C:$C,))), \"\", 'PWS Records (System Entry)'!$D$3)","v":""},null,null,null,null,null,null,null,null,null,null,null,null,null,null,null,null,null,null,""]
[{"$f":"IF(AND(ISBLANK(INDEX($G:$G,)), ISBLANK(INDEX($C:$C,))), \"\", 'PWS Records (System Entry)'!$D$4)","v":""},{"$f":"IF(AND(ISBLANK(INDEX($G:$G,)), ISBLANK(INDEX($C:$C,))), \"\", 'PWS Records (System Entry)'!$D$3)","v":""},null,null,null,null,null,null,null,null,null,null,null,null,null,null,null,null,null,null,""]
[{"$f":"IF(AND(ISBLANK(INDEX($G:$G,)), ISBLANK(INDEX($C:$C,))), \"\", 'PWS Records (System Entry)'!$D$4)","v":""},{"$f":"IF(AND(ISBLANK(INDEX($G:$G,)), ISBLANK(INDEX($C:$C,))), \"\", 'PWS Records (System Entry)'!$D$3)","v":""},null,null,null,null,null,null,null,null,null,null,null,null,null,null,null,null,null,null,""]
[{"$f":"IF(AND(ISBLANK(INDEX($G:$G,)), ISBLANK(INDEX($C:$C,))), \"\", 'PWS Records (System Entry)'!$D$4)","v":""},{"$f":"IF(AND(ISBLANK(INDEX($G:$G,)), ISBLANK(INDEX($C:$C,))), \"\", 'PWS Records (System Entry)'!$D$3)","v":""},null,null,null,null,null,null,null,null,null,null,null,null,null,null,null,null,null,null,""]
[{"$f":"IF(AND(ISBLANK(INDEX($G:$G,)), ISBLANK(INDEX($C:$C,))), \"\", 'PWS Records (System Entry)'!$D$4)","v":""},{"$f":"IF(AND(ISBLANK(INDEX($G:$G,)), ISBLANK(INDEX($C:$C,))), \"\", 'PWS Records (System Entry)'!$D$3)","v":""},null,null,null,null,null,null,null,null,null,null,null,null,null,null,null,null,null,null,""]
[{"$f":"IF(AND(ISBLANK(INDEX($G:$G,)), ISBLANK(INDEX($C:$C,))), \"\", 'PWS Records (System Entry)'!$D$4)","v":""},{"$f":"IF(AND(ISBLANK(INDEX($G:$G,)), ISBLANK(INDEX($C:$C,))), \"\", 'PWS Records (System Entry)'!$D$3)","v":""},null,null,null,null,null,null,null,null,null,null,null,null,null,null,null,null,null,null,""]
[{"$f":"IF(AND(ISBLANK(INDEX($G:$G,)), ISBLANK(INDEX($C:$C,))), \"\", 'PWS Records (System Entry)'!$D$4)","v":""},{"$f":"IF(AND(ISBLANK(INDEX($G:$G,)), ISBLANK(INDEX($C:$C,))), \"\", 'PWS Records (System Entry)'!$D$3)","v":""},null,null,null,null,null,null,null,null,null,null,null,null,null,null,null,null,null,null,""]
[{"$f":"IF(AND(ISBLANK(INDEX($G:$G,)), ISBLANK(INDEX($C:$C,))), \"\", 'PWS Records (System Entry)'!$D$4)","v":""},{"$f":"IF(AND(ISBLANK(INDEX($G:$G,)), ISBLANK(INDEX($C:$C,))), \"\", 'PWS Records (System Entry)'!$D$3)","v":""},null,null,null,null,null,null,null,null,null,null,null,null,null,null,null,null,null,null,""]
[{"$f":"IF(AND(ISBLANK(INDEX($G:$G,)), ISBLANK(INDEX($C:$C,))), \"\", 'PWS Records (System Entry)'!$D$4)","v":""},{"$f":"IF(AND(ISBLANK(INDEX($G:$G,)), ISBLANK(INDEX($C:$C,))), \"\", 'PWS Records (System Entry)'!$D$3)","v":""},null,null,null,null,null,null,null,null,null,null,null,null,null,null,null,null,null,null,""]
[{"$f":"IF(AND(ISBLANK(INDEX($G:$G,)), ISBLANK(INDEX($C:$C,))), \"\", 'PWS Records (System Entry)'!$D$4)","v":""},{"$f":"IF(AND(ISBLANK(INDEX($G:$G,)), ISBLANK(INDEX($C:$C,))), \"\", 'PWS Records (System Entry)'!$D$3)","v":""},null,null,null,null,null,null,null,null,null,null,null,null,null,null,null,null,null,null,""]
[{"$f":"IF(AND(ISBLANK(INDEX($G:$G,)), ISBLANK(INDEX($C:$C,))), \"\", 'PWS Records (System Entry)'!$D$4)","v":""},{"$f":"IF(AND(ISBLANK(INDEX($G:$G,)), ISBLANK(INDEX($C:$C,))), \"\", 'PWS Records (System Entry)'!$D$3)","v":""},null,null,null,null,null,null,null,null,null,null,null,null,null,null,null,null,null,null,""]
[{"$f":"IF(AND(ISBLANK(INDEX($G:$G,)), ISBLANK(INDEX($C:$C,))), \"\", 'PWS Records (System Entry)'!$D$4)","v":""},{"$f":"IF(AND(ISBLANK(INDEX($G:$G,)), ISBLANK(INDEX($C:$C,))), \"\", 'PWS Records (System Entry)'!$D$3)","v":""},null,null,null,null,null,null,null,null,null,null,null,null,null,null,null,null,null,null,""]
[{"$f":"IF(AND(ISBLANK(INDEX($G:$G,)), ISBLANK(INDEX($C:$C,))), \"\", 'PWS Records (System Entry)'!$D$4)","v":""},{"$f":"IF(AND(ISBLANK(INDEX($G:$G,)), ISBLANK(INDEX($C:$C,))), \"\", 'PWS Records (System Entry)'!$D$3)","v":""},null,null,null,null,null,null,null,null,null,null,null,null,null,null,null,null,null,null,""]
[{"$f":"IF(AND(ISBLANK(INDEX($G:$G,)), ISBLANK(INDEX($C:$C,))), \"\", 'PWS Records (System Entry)'!$D$4)","v":""},{"$f":"IF(AND(ISBLANK(INDEX($G:$G,)), ISBLANK(INDEX($C:$C,))), \"\", 'PWS Records (System Entry)'!$D$3)","v":""},null,null,null,null,null,null,null,null,null,null,null,null,null,null,null,null,null,null,""]
[{"$f":"IF(AND(ISBLANK(INDEX($G:$G,)), ISBLANK(INDEX($C:$C,))), \"\", 'PWS Records (System Entry)'!$D$4)","v":""},{"$f":"IF(AND(ISBLANK(INDEX($G:$G,)), ISBLANK(INDEX($C:$C,))), \"\", 'PWS Records (System Entry)'!$D$3)","v":""},null,null,null,null,null,null,null,null,null,null,null,null,null,null,null,null,null,null,""]
[{"$f":"IF(AND(ISBLANK(INDEX($G:$G,)), ISBLANK(INDEX($C:$C,))), \"\", 'PWS Records (System Entry)'!$D$4)","v":""},{"$f":"IF(AND(ISBLANK(INDEX($G:$G,)), ISBLANK(INDEX($C:$C,))), \"\", 'PWS Records (System Entry)'!$D$3)","v":""},null,null,null,null,null,null,null,null,null,null,null,null,null,null,null,null,null,null,""]
[{"$f":"IF(AND(ISBLANK(INDEX($G:$G,)), ISBLANK(INDEX($C:$C,))), \"\", 'PWS Records (System Entry)'!$D$4)","v":""},{"$f":"IF(AND(ISBLANK(INDEX($G:$G,)), ISBLANK(INDEX($C:$C,))), \"\", 'PWS Records (System Entry)'!$D$3)","v":""},null,null,null,null,null,null,null,null,null,null,null,null,null,null,null,null,null,null,""]
[{"$f":"IF(AND(ISBLANK(INDEX($G:$G,)), ISBLANK(INDEX($C:$C,))), \"\", 'PWS Records (System Entry)'!$D$4)","v":""},{"$f":"IF(AND(ISBLANK(INDEX($G:$G,)), ISBLANK(INDEX($C:$C,))), \"\", 'PWS Records (System Entry)'!$D$3)","v":""},null,null,null,null,null,null,null,null,null,null,null,null,null,null,null,null,null,null,""]
[{"$f":"IF(AND(ISBLANK(INDEX($G:$G,)), ISBLANK(INDEX($C:$C,))), \"\", 'PWS Records (System Entry)'!$D$4)","v":""},{"$f":"IF(AND(ISBLANK(INDEX($G:$G,)), ISBLANK(INDEX($C:$C,))), \"\", 'PWS Records (System Entry)'!$D$3)","v":""},null,null,null,null,null,null,null,null,null,null,null,null,null,null,null,null,null,null,""]
[{"$f":"IF(AND(ISBLANK(INDEX($G:$G,)), ISBLANK(INDEX($C:$C,))), \"\", 'PWS Records (System Entry)'!$D$4)","v":""},{"$f":"IF(AND(ISBLANK(INDEX($G:$G,)), ISBLANK(INDEX($C:$C,))), \"\", 'PWS Records (System Entry)'!$D$3)","v":""},null,null,null,null,null,null,null,null,null,null,null,null,null,null,null,null,null,null,""]
[{"$f":"IF(AND(ISBLANK(INDEX($G:$G,)), ISBLANK(INDEX($C:$C,))), \"\", 'PWS Records (System Entry)'!$D$4)","v":""},{"$f":"IF(AND(ISBLANK(INDEX($G:$G,)), ISBLANK(INDEX($C:$C,))), \"\", 'PWS Records (System Entry)'!$D$3)","v":""},null,null,null,null,null,null,null,null,null,null,null,null,null,null,null,null,null,null,""]
[{"$f":"IF(AND(ISBLANK(INDEX($G:$G,)), ISBLANK(INDEX($C:$C,))), \"\", 'PWS Records (System Entry)'!$D$4)","v":""},{"$f":"IF(AND(ISBLANK(INDEX($G:$G,)), ISBLANK(INDEX($C:$C,))), \"\", 'PWS Records (System Entry)'!$D$3)","v":""},null,null,null,null,null,null,null,null,null,null,null,null,null,null,null,null,null,null,""]
[{"$f":"IF(AND(ISBLANK(INDEX($G:$G,)), ISBLANK(INDEX($C:$C,))), \"\", 'PWS Records (System Entry)'!$D$4)","v":""},{"$f":"IF(AND(ISBLANK(INDEX($G:$G,)), ISBLANK(INDEX($C:$C,))), \"\", 'PWS Records (System Entry)'!$D$3)","v":""},null,null,null,null,null,null,null,null,null,null,null,null,null,null,null,null,null,null,""]
[{"$f":"IF(AND(ISBLANK(INDEX($G:$G,)), ISBLANK(INDEX($C:$C,))), \"\", 'PWS Records (System Entry)'!$D$4)","v":""},{"$f":"IF(AND(ISBLANK(INDEX($G:$G,)), ISBLANK(INDEX($C:$C,))), \"\", 'PWS Records (System Entry)'!$D$3)","v":""},null,null,null,null,null,null,null,null,null,null,null,null,null,null,null,null,null,null,""]
[{"$f":"IF(AND(ISBLANK(INDEX($G:$G,)), ISBLANK(INDEX($C:$C,))), \"\", 'PWS Records (System Entry)'!$D$4)","v":""},{"$f":"IF(AND(ISBLANK(INDEX($G:$G,)), ISBLANK(INDEX($C:$C,))), \"\", 'PWS Records (System Entry)'!$D$3)","v":""},null,null,null,null,null,null,null,null,null,null,null,null,null,null,null,null,null,null,""]
[{"$f":"IF(AND(ISBLANK(INDEX($G:$G,)), ISBLANK(INDEX($C:$C,))), \"\", 'PWS Records (System Entry)'!$D$4)","v":""},{"$f":"IF(AND(ISBLANK(INDEX($G:$G,)), ISBLANK(INDEX($C:$C,))), \"\", 'PWS Records (System Entry)'!$D$3)","v":""},null,null,null,null,null,null,null,null,null,null,null,null,null,null,null,null,null,null,""]
[{"$f":"IF(AND(ISBLANK(INDEX($G:$G,)), ISBLANK(INDEX($C:$C,))), \"\", 'PWS Records (System Entry)'!$D$4)","v":""},{"$f":"IF(AND(ISBLANK(INDEX($G:$G,)), ISBLANK(INDEX($C:$C,))), \"\", 'PWS Records (System Entry)'!$D$3)","v":""},null,null,null,null,null,null,null,null,null,null,null,null,null,null,null,null,null,null,""]
[{"$f":"IF(AND(ISBLANK(INDEX($G:$G,)), ISBLANK(INDEX($C:$C,))), \"\", 'PWS Records (System Entry)'!$D$4)","v":""},{"$f":"IF(AND(ISBLANK(INDEX($G:$G,)), ISBLANK(INDEX($C:$C,))), \"\", 'PWS Records (System Entry)'!$D$3)","v":""},null,null,null,null,null,null,null,null,null,null,null,null,null,null,null,null,null,null,""]
[{"$f":"IF(AND(ISBLANK(INDEX($G:$G,)), ISBLANK(INDEX($C:$C,))), \"\", 'PWS Records (System Entry)'!$D$4)","v":""},{"$f":"IF(AND(ISBLANK(INDEX($G:$G,)), ISBLANK(INDEX($C:$C,))), \"\", 'PWS Records (System Entry)'!$D$3)","v":""},null,null,null,null,null,null,null,null,null,null,null,null,null,null,null,null,null,null,""]
[{"$f":"IF(AND(ISBLANK(INDEX($G:$G,)), ISBLANK(INDEX($C:$C,))), \"\", 'PWS Records (System Entry)'!$D$4)","v":""},{"$f":"IF(AND(ISBLANK(INDEX($G:$G,)), ISBLANK(INDEX($C:$C,))), \"\", 'PWS Records (System Entry)'!$D$3)","v":""},null,null,null,null,null,null,null,null,null,null,null,null,null,null,null,null,null,null,""]
[{"$f":"IF(AND(ISBLANK(INDEX($G:$G,)), ISBLANK(INDEX($C:$C,))), \"\", 'PWS Records (System Entry)'!$D$4)","v":""},{"$f":"IF(AND(ISBLANK(INDEX($G:$G,)), ISBLANK(INDEX($C:$C,))), \"\", 'PWS Records (System Entry)'!$D$3)","v":""},null,null,null,null,null,null,null,null,null,null,null,null,null,null,null,null,null,null,""]
[{"$f":"IF(AND(ISBLANK(INDEX($G:$G,)), ISBLANK(INDEX($C:$C,))), \"\", 'PWS Records (System Entry)'!$D$4)","v":""},{"$f":"IF(AND(ISBLANK(INDEX($G:$G,)), ISBLANK(INDEX($C:$C,))), \"\", 'PWS Records (System Entry)'!$D$3)","v":""},null,null,null,null,null,null,null,null,null,null,null,null,null,null,null,null,null,null,""]
[{"$f":"IF(AND(ISBLANK(INDEX($G:$G,)), ISBLANK(INDEX($C:$C,))), \"\", 'PWS Records (System Entry)'!$D$4)","v":""},{"$f":"IF(AND(ISBLANK(INDEX($G:$G,)), ISBLANK(INDEX($C:$C,))), \"\", 'PWS Records (System Entry)'!$D$3)","v":""},null,null,null,null,null,null,null,null,null,null,null,null,null,null,null,null,null,null,""]
[{"$f":"IF(AND(ISBLANK(INDEX($G:$G,)), ISBLANK(INDEX($C:$C,))), \"\", 'PWS Records (System Entry)'!$D$4)","v":""},{"$f":"IF(AND(ISBLANK(INDEX($G:$G,)), ISBLANK(INDEX($C:$C,))), \"\", 'PWS Records (System Entry)'!$D$3)","v":""},null,null,null,null,null,null,null,null,null,null,null,null,null,null,null,null,null,null,{"$f":"IF(AND(INDEX($K:$K,)=\"\", INDEX($L:$L,)=\"\", INDEX($M:$M,)=\"\", INDEX($Q:$Q,)=\"\", INDEX($R:$R,)=\"\"), \"\", IF(OR(INDEX($K:$K,)=\"Lead\",INDEX($Q:$Q,)=\"Lead\"),\"Lead\",IF(OR(AND(OR(INDEX($M:$M,)=\"Yes\", INDEX($M:$M,)=\"Don't Know\", INDEX($M:$M,)=\"\"), INDEX($Q:$Q,)=\"Galvanized Iron/Steel\"), AND(INDEX($K:$K,)=\"Unknown\", INDEX($M:$M,)=\"No\", INDEX($Q:$Q,)=\"Galvanized Iron/Steel\")), \"Galvanized Requiring Replacement\", IF(OR(AND(OR(INDEX($K:$K,)=\"Galvanized Iron/Steel\", INDEX($K:$K,)=\"Non-Lead - Copper\", INDEX($K:$K,)=\"Non-Lead - Plastic\", INDEX($K:$K,)=\"Non-Lead - Other\", INDEX($K:$K,)=\"Non-Lead - Material Unknown\", INDEX($K:$K,)=\"No System Owned Portion\"), OR(INDEX($Q:$Q,)=\"Galvanized Iron/Steel\", INDEX($Q:$Q,)=\"Non-Lead - Copper\", INDEX($Q:$Q,)=\"Non-Lead - Plastic\", INDEX($Q:$Q,)=\"Non-Lead - Other\", INDEX($Q:$Q,)=\"Non-Lead - Predictive Model\", INDEX($Q:$Q,)=\"No Customer Owned Portion\")), AND(OR( INDEX($K:$K,)=\"Galvanized Iron/Steel\", INDEX($K:$K,)=\"Non-Lead - Copper\", INDEX($K:$K,)=\"Non-Lead - Plastic\", INDEX($K:$K,)=\"Non-Lead - Other\", INDEX($K:$K,)=\"Non-Lead - Material Unknown\", INDEX($K:$K,)=\"No System Owned Portion\"), INDEX($M:$M,)=\"No\", INDEX($Q:$Q,)=\"Non-Lead - Material Unknown\")), \"Non-Lead\", \"Lead Status Unknown\"))))","v":""}]
[{"$f":"IF(AND(ISBLANK(INDEX($G:$G,)), ISBLANK(INDEX($C:$C,))), \"\", 'PWS Records (System Entry)'!$D$4)","v":""},{"$f":"IF(AND(ISBLANK(INDEX($G:$G,)), ISBLANK(INDEX($C:$C,))), \"\", 'PWS Records (System Entry)'!$D$3)","v":""},null,null,null,null,null,null,null,null,null,null,null,null,null,null,null,null,null,null,""]
[{"$f":"IF(AND(ISBLANK(INDEX($G:$G,)), ISBLANK(INDEX($C:$C,))), \"\", 'PWS Records (System Entry)'!$D$4)","v":""},{"$f":"IF(AND(ISBLANK(INDEX($G:$G,)), ISBLANK(INDEX($C:$C,))), \"\", 'PWS Records (System Entry)'!$D$3)","v":""},null,null,null,null,null,null,null,null,null,null,null,null,null,null,null,null,null,null,""]
[{"$f":"IF(AND(ISBLANK(INDEX($G:$G,)), ISBLANK(INDEX($C:$C,))), \"\", 'PWS Records (System Entry)'!$D$4)","v":""},{"$f":"IF(AND(ISBLANK(INDEX($G:$G,)), ISBLANK(INDEX($C:$C,))), \"\", 'PWS Records (System Entry)'!$D$3)","v":""},null,null,null,null,null,null,null,null,null,null,null,null,null,null,null,null,null,null,""]
[{"$f":"IF(AND(ISBLANK(INDEX($G:$G,)), ISBLANK(INDEX($C:$C,))), \"\", 'PWS Records (System Entry)'!$D$4)","v":""},{"$f":"IF(AND(ISBLANK(INDEX($G:$G,)), ISBLANK(INDEX($C:$C,))), \"\", 'PWS Records (System Entry)'!$D$3)","v":""},null,null,null,null,null,null,null,null,null,null,null,null,null,null,null,null,null,null,""]
[{"$f":"IF(AND(ISBLANK(INDEX($G:$G,)), ISBLANK(INDEX($C:$C,))), \"\", 'PWS Records (System Entry)'!$D$4)","v":""},{"$f":"IF(AND(ISBLANK(INDEX($G:$G,)), ISBLANK(INDEX($C:$C,))), \"\", 'PWS Records (System Entry)'!$D$3)","v":""},null,null,null,null,null,null,null,null,null,null,null,null,null,null,null,null,null,null,""]
[{"$f":"IF(AND(ISBLANK(INDEX($G:$G,)), ISBLANK(INDEX($C:$C,))), \"\", 'PWS Records (System Entry)'!$D$4)","v":""},{"$f":"IF(AND(ISBLANK(INDEX($G:$G,)), ISBLANK(INDEX($C:$C,))), \"\", 'PWS Records (System Entry)'!$D$3)","v":""},null,null,null,null,null,null,null,null,null,null,null,null,null,null,null,null,null,null,""]
[{"$f":"IF(AND(ISBLANK(INDEX($G:$G,)), ISBLANK(INDEX($C:$C,))), \"\", 'PWS Records (System Entry)'!$D$4)","v":""},{"$f":"IF(AND(ISBLANK(INDEX($G:$G,)), ISBLANK(INDEX($C:$C,))), \"\", 'PWS Records (System Entry)'!$D$3)","v":""},null,null,null,null,null,null,null,null,null,null,null,null,null,null,null,null,null,null,""]
[{"$f":"IF(AND(ISBLANK(INDEX($G:$G,)), ISBLANK(INDEX($C:$C,))), \"\", 'PWS Records (System Entry)'!$D$4)","v":""},{"$f":"IF(AND(ISBLANK(INDEX($G:$G,)), ISBLANK(INDEX($C:$C,))), \"\", 'PWS Records (System Entry)'!$D$3)","v":""},null,null,null,null,null,null,null,null,null,null,null,null,null,null,null,null,null,null,""]
[{"$f":"IF(AND(ISBLANK(INDEX($G:$G,)), ISBLANK(INDEX($C:$C,))), \"\", 'PWS Records (System Entry)'!$D$4)","v":""},{"$f":"IF(AND(ISBLANK(INDEX($G:$G,)), ISBLANK(INDEX($C:$C,))), \"\", 'PWS Records (System Entry)'!$D$3)","v":""},null,null,null,null,null,null,null,null,null,null,null,null,null,null,null,null,null,null,""]
[{"$f":"IF(AND(ISBLANK(INDEX($G:$G,)), ISBLANK(INDEX($C:$C,))), \"\", 'PWS Records (System Entry)'!$D$4)","v":""},{"$f":"IF(AND(ISBLANK(INDEX($G:$G,)), ISBLANK(INDEX($C:$C,))), \"\", 'PWS Records (System Entry)'!$D$3)","v":""},null,null,null,null,null,null,null,null,null,null,null,null,null,null,null,null,null,null,""]
[{"$f":"IF(AND(ISBLANK(INDEX($G:$G,)), ISBLANK(INDEX($C:$C,))), \"\", 'PWS Records (System Entry)'!$D$4)","v":""},{"$f":"IF(AND(ISBLANK(INDEX($G:$G,)), ISBLANK(INDEX($C:$C,))), \"\", 'PWS Records (System Entry)'!$D$3)","v":""},null,null,null,null,null,null,null,null,null,null,null,null,null,null,null,null,null,null,""]
[{"$f":"IF(AND(ISBLANK(INDEX($G:$G,)), ISBLANK(INDEX($C:$C,))), \"\", 'PWS Records (System Entry)'!$D$4)","v":""},{"$f":"IF(AND(ISBLANK(INDEX($G:$G,)), ISBLANK(INDEX($C:$C,))), \"\", 'PWS Records (System Entry)'!$D$3)","v":""},null,null,null,null,null,null,null,null,null,null,null,null,null,null,null,null,null,null,""]
[{"$f":"IF(AND(ISBLANK(INDEX($G:$G,)), ISBLANK(INDEX($C:$C,))), \"\", 'PWS Records (System Entry)'!$D$4)","v":""},{"$f":"IF(AND(ISBLANK(INDEX($G:$G,)), ISBLANK(INDEX($C:$C,))), \"\", 'PWS Records (System Entry)'!$D$3)","v":""},null,null,null,null,null,null,null,null,null,null,null,null,null,null,null,null,null,null,""]
[{"$f":"IF(AND(ISBLANK(INDEX($G:$G,)), ISBLANK(INDEX($C:$C,))), \"\", 'PWS Records (System Entry)'!$D$4)","v":""},{"$f":"IF(AND(ISBLANK(INDEX($G:$G,)), ISBLANK(INDEX($C:$C,))), \"\", 'PWS Records (System Entry)'!$D$3)","v":""},null,null,null,null,null,null,null,null,null,null,null,null,null,null,null,null,null,null,""]
[{"$f":"IF(AND(ISBLANK(INDEX($G:$G,)), ISBLANK(INDEX($C:$C,))), \"\", 'PWS Records (System Entry)'!$D$4)","v":""},{"$f":"IF(AND(ISBLANK(INDEX($G:$G,)), ISBLANK(INDEX($C:$C,))), \"\", 'PWS Records (System Entry)'!$D$3)","v":""},null,null,null,null,null,null,null,null,null,null,null,null,null,null,null,null,null,null,""]
[{"$f":"IF(AND(ISBLANK(INDEX($G:$G,)), ISBLANK(INDEX($C:$C,))), \"\", 'PWS Records (System Entry)'!$D$4)","v":""},{"$f":"IF(AND(ISBLANK(INDEX($G:$G,)), ISBLANK(INDEX($C:$C,))), \"\", 'PWS Records (System Entry)'!$D$3)","v":""},null,null,null,null,null,null,null,null,null,null,null,null,null,null,null,null,null,null,""]
[{"$f":"IF(AND(ISBLANK(INDEX($G:$G,)), ISBLANK(INDEX($C:$C,))), \"\", 'PWS Records (System Entry)'!$D$4)","v":""},{"$f":"IF(AND(ISBLANK(INDEX($G:$G,)), ISBLANK(INDEX($C:$C,))), \"\", 'PWS Records (System Entry)'!$D$3)","v":""},null,null,null,null,null,null,null,null,null,null,null,null,null,null,null,null,null,null,""]
[{"$f":"IF(AND(ISBLANK(INDEX($G:$G,)), ISBLANK(INDEX($C:$C,))), \"\", 'PWS Records (System Entry)'!$D$4)","v":""},{"$f":"IF(AND(ISBLANK(INDEX($G:$G,)), ISBLANK(INDEX($C:$C,))), \"\", 'PWS Records (System Entry)'!$D$3)","v":""},null,null,null,null,null,null,null,null,null,null,null,null,null,null,null,null,null,null,""]
[{"$f":"IF(AND(ISBLANK(INDEX($G:$G,)), ISBLANK(INDEX($C:$C,))), \"\", 'PWS Records (System Entry)'!$D$4)","v":""},{"$f":"IF(AND(ISBLANK(INDEX($G:$G,)), ISBLANK(INDEX($C:$C,))), \"\", 'PWS Records (System Entry)'!$D$3)","v":""},null,null,null,null,null,null,null,null,null,null,null,null,null,null,null,null,null,null,""]
[{"$f":"IF(AND(ISBLANK(INDEX($G:$G,)), ISBLANK(INDEX($C:$C,))), \"\", 'PWS Records (System Entry)'!$D$4)","v":""},{"$f":"IF(AND(ISBLANK(INDEX($G:$G,)), ISBLANK(INDEX($C:$C,))), \"\", 'PWS Records (System Entry)'!$D$3)","v":""},null,null,null,null,null,null,null,null,null,null,null,null,null,null,null,null,null,null,""]
[{"$f":"IF(AND(ISBLANK(INDEX($G:$G,)), ISBLANK(INDEX($C:$C,))), \"\", 'PWS Records (System Entry)'!$D$4)","v":""},{"$f":"IF(AND(ISBLANK(INDEX($G:$G,)), ISBLANK(INDEX($C:$C,))), \"\", 'PWS Records (System Entry)'!$D$3)","v":""},null,null,null,null,null,null,null,null,null,null,null,null,null,null,null,null,null,null,""]
[{"$f":"IF(AND(ISBLANK(INDEX($G:$G,)), ISBLANK(INDEX($C:$C,))), \"\", 'PWS Records (System Entry)'!$D$4)","v":""},{"$f":"IF(AND(ISBLANK(INDEX($G:$G,)), ISBLANK(INDEX($C:$C,))), \"\", 'PWS Records (System Entry)'!$D$3)","v":""},null,null,null,null,null,null,null,null,null,null,null,null,null,null,null,null,null,null,""]
[{"$f":"IF(AND(ISBLANK(INDEX($G:$G,)), ISBLANK(INDEX($C:$C,))), \"\", 'PWS Records (System Entry)'!$D$4)","v":""},{"$f":"IF(AND(ISBLANK(INDEX($G:$G,)), ISBLANK(INDEX($C:$C,))), \"\", 'PWS Records (System Entry)'!$D$3)","v":""},null,null,null,null,null,null,null,null,null,null,null,null,null,null,null,null,null,null,""]
[{"$f":"IF(AND(ISBLANK(INDEX($G:$G,)), ISBLANK(INDEX($C:$C,))), \"\", 'PWS Records (System Entry)'!$D$4)","v":""},{"$f":"IF(AND(ISBLANK(INDEX($G:$G,)), ISBLANK(INDEX($C:$C,))), \"\", 'PWS Records (System Entry)'!$D$3)","v":""},null,null,null,null,null,null,null,null,null,null,null,null,null,null,null,null,null,null,""]
[{"$f":"IF(AND(ISBLANK(INDEX($G:$G,)), ISBLANK(INDEX($C:$C,))), \"\", 'PWS Records (System Entry)'!$D$4)","v":""},{"$f":"IF(AND(ISBLANK(INDEX($G:$G,)), ISBLANK(INDEX($C:$C,))), \"\", 'PWS Records (System Entry)'!$D$3)","v":""},null,null,null,null,null,null,null,null,null,null,null,null,null,null,null,null,null,null,""]
[{"$f":"IF(AND(ISBLANK(INDEX($G:$G,)), ISBLANK(INDEX($C:$C,))), \"\", 'PWS Records (System Entry)'!$D$4)","v":""},{"$f":"IF(AND(ISBLANK(INDEX($G:$G,)), ISBLANK(INDEX($C:$C,))), \"\", 'PWS Records (System Entry)'!$D$3)","v":""},null,null,null,null,null,null,null,null,null,null,null,null,null,null,null,null,null,null,""]
[{"$f":"IF(AND(ISBLANK(INDEX($G:$G,)), ISBLANK(INDEX($C:$C,))), \"\", 'PWS Records (System Entry)'!$D$4)","v":""},{"$f":"IF(AND(ISBLANK(INDEX($G:$G,)), ISBLANK(INDEX($C:$C,))), \"\", 'PWS Records (System Entry)'!$D$3)","v":""},null,null,null,null,null,null,null,null,null,null,null,null,null,null,null,null,null,null,""]
[{"$f":"IF(AND(ISBLANK(INDEX($G:$G,)), ISBLANK(INDEX($C:$C,))), \"\", 'PWS Records (System Entry)'!$D$4)","v":""},{"$f":"IF(AND(ISBLANK(INDEX($G:$G,)), ISBLANK(INDEX($C:$C,))), \"\", 'PWS Records (System Entry)'!$D$3)","v":""},null,null,null,null,null,null,null,null,null,null,null,null,null,null,null,null,null,null,""]
[{"$f":"IF(AND(ISBLANK(INDEX($G:$G,)), ISBLANK(INDEX($C:$C,))), \"\", 'PWS Records (System Entry)'!$D$4)","v":""},{"$f":"IF(AND(ISBLANK(INDEX($G:$G,)), ISBLANK(INDEX($C:$C,))), \"\", 'PWS Records (System Entry)'!$D$3)","v":""},null,null,null,null,null,null,null,null,null,null,null,null,null,null,null,null,null,null,""]
[{"$f":"IF(AND(ISBLANK(INDEX($G:$G,)), ISBLANK(INDEX($C:$C,))), \"\", 'PWS Records (System Entry)'!$D$4)","v":""},{"$f":"IF(AND(ISBLANK(INDEX($G:$G,)), ISBLANK(INDEX($C:$C,))), \"\", 'PWS Records (System Entry)'!$D$3)","v":""},null,null,null,null,null,null,null,null,null,null,null,null,null,null,null,null,null,null,""]
[{"$f":"IF(AND(ISBLANK(INDEX($G:$G,)), ISBLANK(INDEX($C:$C,))), \"\", 'PWS Records (System Entry)'!$D$4)","v":""},{"$f":"IF(AND(ISBLANK(INDEX($G:$G,)), ISBLANK(INDEX($C:$C,))), \"\", 'PWS Records (System Entry)'!$D$3)","v":""},null,null,null,null,null,null,null,null,null,null,null,null,null,null,null,null,null,null,""]
[{"$f":"IF(AND(ISBLANK(INDEX($G:$G,)), ISBLANK(INDEX($C:$C,))), \"\", 'PWS Records (System Entry)'!$D$4)","v":""},{"$f":"IF(AND(ISBLANK(INDEX($G:$G,)), ISBLANK(INDEX($C:$C,))), \"\", 'PWS Records (System Entry)'!$D$3)","v":""},null,null,null,null,null,null,null,null,null,null,null,null,null,null,null,null,null,null,""]
[{"$f":"IF(AND(ISBLANK(INDEX($G:$G,)), ISBLANK(INDEX($C:$C,))), \"\", 'PWS Records (System Entry)'!$D$4)","v":""},{"$f":"IF(AND(ISBLANK(INDEX($G:$G,)), ISBLANK(INDEX($C:$C,))), \"\", 'PWS Records (System Entry)'!$D$3)","v":""},null,null,null,null,null,null,null,null,null,null,null,null,null,null,null,null,null,null,""]
[{"$f":"IF(AND(ISBLANK(INDEX($G:$G,)), ISBLANK(INDEX($C:$C,))), \"\", 'PWS Records (System Entry)'!$D$4)","v":""},{"$f":"IF(AND(ISBLANK(INDEX($G:$G,)), ISBLANK(INDEX($C:$C,))), \"\", 'PWS Records (System Entry)'!$D$3)","v":""},null,null,null,null,null,null,null,null,null,null,null,null,null,null,null,null,null,null,""]
[{"$f":"IF(AND(ISBLANK(INDEX($G:$G,)), ISBLANK(INDEX($C:$C,))), \"\", 'PWS Records (System Entry)'!$D$4)","v":""},{"$f":"IF(AND(ISBLANK(INDEX($G:$G,)), ISBLANK(INDEX($C:$C,))), \"\", 'PWS Records (System Entry)'!$D$3)","v":""},null,null,null,null,null,null,null,null,null,null,null,null,null,null,null,null,null,null,""]
[{"$f":"IF(AND(ISBLANK(INDEX($G:$G,)), ISBLANK(INDEX($C:$C,))), \"\", 'PWS Records (System Entry)'!$D$4)","v":""},{"$f":"IF(AND(ISBLANK(INDEX($G:$G,)), ISBLANK(INDEX($C:$C,))), \"\", 'PWS Records (System Entry)'!$D$3)","v":""},null,null,null,null,null,null,null,null,null,null,null,null,null,null,null,null,null,null,""]
[{"$f":"IF(AND(ISBLANK(INDEX($G:$G,)), ISBLANK(INDEX($C:$C,))), \"\", 'PWS Records (System Entry)'!$D$4)","v":""},{"$f":"IF(AND(ISBLANK(INDEX($G:$G,)), ISBLANK(INDEX($C:$C,))), \"\", 'PWS Records (System Entry)'!$D$3)","v":""},null,null,null,null,null,null,null,null,null,null,null,null,null,null,null,null,null,null,""]
[{"$f":"IF(AND(ISBLANK(INDEX($G:$G,)), ISBLANK(INDEX($C:$C,))), \"\", 'PWS Records (System Entry)'!$D$4)","v":""},{"$f":"IF(AND(ISBLANK(INDEX($G:$G,)), ISBLANK(INDEX($C:$C,))), \"\", 'PWS Records (System Entry)'!$D$3)","v":""},null,null,null,null,null,null,null,null,null,null,null,null,null,null,null,null,null,null,""]
[{"$f":"IF(AND(ISBLANK(INDEX($G:$G,)), ISBLANK(INDEX($C:$C,))), \"\", 'PWS Records (System Entry)'!$D$4)","v":""},{"$f":"IF(AND(ISBLANK(INDEX($G:$G,)), ISBLANK(INDEX($C:$C,))), \"\", 'PWS Records (System Entry)'!$D$3)","v":""},null,null,null,null,null,null,null,null,null,null,null,null,null,null,null,null,null,null,""]
[{"$f":"IF(AND(ISBLANK(INDEX($G:$G,)), ISBLANK(INDEX($C:$C,))), \"\", 'PWS Records (System Entry)'!$D$4)","v":""},{"$f":"IF(AND(ISBLANK(INDEX($G:$G,)), ISBLANK(INDEX($C:$C,))), \"\", 'PWS Records (System Entry)'!$D$3)","v":""},null,null,null,null,null,null,null,null,null,null,null,null,null,null,null,null,null,null,""]
[{"$f":"IF(AND(ISBLANK(INDEX($G:$G,)), ISBLANK(INDEX($C:$C,))), \"\", 'PWS Records (System Entry)'!$D$4)","v":""},{"$f":"IF(AND(ISBLANK(INDEX($G:$G,)), ISBLANK(INDEX($C:$C,))), \"\", 'PWS Records (System Entry)'!$D$3)","v":""},null,null,null,null,null,null,null,null,null,null,null,null,null,null,null,null,null,null,""]
[{"$f":"IF(AND(ISBLANK(INDEX($G:$G,)), ISBLANK(INDEX($C:$C,))), \"\", 'PWS Records (System Entry)'!$D$4)","v":""},{"$f":"IF(AND(ISBLANK(INDEX($G:$G,)), ISBLANK(INDEX($C:$C,))), \"\", 'PWS Records (System Entry)'!$D$3)","v":""},null,null,null,null,null,null,null,null,null,null,null,null,null,null,null,null,null,null,""]
[{"$f":"IF(AND(ISBLANK(INDEX($G:$G,)), ISBLANK(INDEX($C:$C,))), \"\", 'PWS Records (System Entry)'!$D$4)","v":""},{"$f":"IF(AND(ISBLANK(INDEX($G:$G,)), ISBLANK(INDEX($C:$C,))), \"\", 'PWS Records (System Entry)'!$D$3)","v":""},null,null,null,null,null,null,null,null,null,null,null,null,null,null,null,null,null,null,""]
[{"$f":"IF(AND(ISBLANK(INDEX($G:$G,)), ISBLANK(INDEX($C:$C,))), \"\", 'PWS Records (System Entry)'!$D$4)","v":""},{"$f":"IF(AND(ISBLANK(INDEX($G:$G,)), ISBLANK(INDEX($C:$C,))), \"\", 'PWS Records (System Entry)'!$D$3)","v":""},null,null,null,null,null,null,null,null,null,null,null,null,null,null,null,null,null,null,""]
[{"$f":"IF(AND(ISBLANK(INDEX($G:$G,)), ISBLANK(INDEX($C:$C,))), \"\", 'PWS Records (System Entry)'!$D$4)","v":""},{"$f":"IF(AND(ISBLANK(INDEX($G:$G,)), ISBLANK(INDEX($C:$C,))), \"\", 'PWS Records (System Entry)'!$D$3)","v":""},null,null,null,null,null,null,null,null,null,null,null,null,null,null,null,null,null,null,""]
[{"$f":"IF(AND(ISBLANK(INDEX($G:$G,)), ISBLANK(INDEX($C:$C,))), \"\", 'PWS Records (System Entry)'!$D$4)","v":""},{"$f":"IF(AND(ISBLANK(INDEX($G:$G,)), ISBLANK(INDEX($C:$C,))), \"\", 'PWS Records (System Entry)'!$D$3)","v":""},null,null,null,null,null,null,null,null,null,null,null,null,null,null,null,null,null,null,""]
[{"$f":"IF(AND(ISBLANK(INDEX($G:$G,)), ISBLANK(INDEX($C:$C,))), \"\", 'PWS Records (System Entry)'!$D$4)","v":""},{"$f":"IF(AND(ISBLANK(INDEX($G:$G,)), ISBLANK(INDEX($C:$C,))), \"\", 'PWS Records (System Entry)'!$D$3)","v":""},null,null,null,null,null,null,null,null,null,null,null,null,null,null,null,null,null,null,""]
[{"$f":"IF(AND(ISBLANK(INDEX($G:$G,)), ISBLANK(INDEX($C:$C,))), \"\", 'PWS Records (System Entry)'!$D$4)","v":""},{"$f":"IF(AND(ISBLANK(INDEX($G:$G,)), ISBLANK(INDEX($C:$C,))), \"\", 'PWS Records (System Entry)'!$D$3)","v":""},null,null,null,null,null,null,null,null,null,null,null,null,null,null,null,null,null,null,""]
[{"$f":"IF(AND(ISBLANK(INDEX($G:$G,)), ISBLANK(INDEX($C:$C,))), \"\", 'PWS Records (System Entry)'!$D$4)","v":""},{"$f":"IF(AND(ISBLANK(INDEX($G:$G,)), ISBLANK(INDEX($C:$C,))), \"\", 'PWS Records (System Entry)'!$D$3)","v":""},null,null,null,null,null,null,null,null,null,null,null,null,null,null,null,null,null,null,""]
[{"$f":"IF(AND(ISBLANK(INDEX($G:$G,)), ISBLANK(INDEX($C:$C,))), \"\", 'PWS Records (System Entry)'!$D$4)","v":""},{"$f":"IF(AND(ISBLANK(INDEX($G:$G,)), ISBLANK(INDEX($C:$C,))), \"\", 'PWS Records (System Entry)'!$D$3)","v":""},null,null,null,null,null,null,null,null,null,null,null,null,null,null,null,null,null,null,""]
[{"$f":"IF(AND(ISBLANK(INDEX($G:$G,)), ISBLANK(INDEX($C:$C,))), \"\", 'PWS Records (System Entry)'!$D$4)","v":""},{"$f":"IF(AND(ISBLANK(INDEX($G:$G,)), ISBLANK(INDEX($C:$C,))), \"\", 'PWS Records (System Entry)'!$D$3)","v":""},null,null,null,null,null,null,null,null,null,null,null,null,null,null,null,null,null,null,""]
[{"$f":"IF(AND(ISBLANK(INDEX($G:$G,)), ISBLANK(INDEX($C:$C,))), \"\", 'PWS Records (System Entry)'!$D$4)","v":""},{"$f":"IF(AND(ISBLANK(INDEX($G:$G,)), ISBLANK(INDEX($C:$C,))), \"\", 'PWS Records (System Entry)'!$D$3)","v":""},null,null,null,null,null,null,null,null,null,null,null,null,null,null,null,null,null,null,""]
[{"$f":"IF(AND(ISBLANK(INDEX($G:$G,)), ISBLANK(INDEX($C:$C,))), \"\", 'PWS Records (System Entry)'!$D$4)","v":""},{"$f":"IF(AND(ISBLANK(INDEX($G:$G,)), ISBLANK(INDEX($C:$C,))), \"\", 'PWS Records (System Entry)'!$D$3)","v":""},null,null,null,null,null,null,null,null,null,null,null,null,null,null,null,null,null,null,""]
[{"$f":"IF(AND(ISBLANK(INDEX($G:$G,)), ISBLANK(INDEX($C:$C,))), \"\", 'PWS Records (System Entry)'!$D$4)","v":""},{"$f":"IF(AND(ISBLANK(INDEX($G:$G,)), ISBLANK(INDEX($C:$C,))), \"\", 'PWS Records (System Entry)'!$D$3)","v":""},null,null,null,null,null,null,null,null,null,null,null,null,null,null,null,null,null,null,""]
[{"$f":"IF(AND(ISBLANK(INDEX($G:$G,)), ISBLANK(INDEX($C:$C,))), \"\", 'PWS Records (System Entry)'!$D$4)","v":""},{"$f":"IF(AND(ISBLANK(INDEX($G:$G,)), ISBLANK(INDEX($C:$C,))), \"\", 'PWS Records (System Entry)'!$D$3)","v":""},null,null,null,null,null,null,null,null,null,null,null,null,null,null,null,null,null,null,""]
[{"$f":"IF(AND(ISBLANK(INDEX($G:$G,)), ISBLANK(INDEX($C:$C,))), \"\", 'PWS Records (System Entry)'!$D$4)","v":""},{"$f":"IF(AND(ISBLANK(INDEX($G:$G,)), ISBLANK(INDEX($C:$C,))), \"\", 'PWS Records (System Entry)'!$D$3)","v":""},null,null,null,null,null,null,null,null,null,null,null,null,null,null,null,null,null,null,""]
[{"$f":"IF(AND(ISBLANK(INDEX($G:$G,)), ISBLANK(INDEX($C:$C,))), \"\", 'PWS Records (System Entry)'!$D$4)","v":""},{"$f":"IF(AND(ISBLANK(INDEX($G:$G,)), ISBLANK(INDEX($C:$C,))), \"\", 'PWS Records (System Entry)'!$D$3)","v":""},null,null,null,null,null,null,null,null,null,null,null,null,null,null,null,null,null,null,""]
[{"$f":"IF(AND(ISBLANK(INDEX($G:$G,)), ISBLANK(INDEX($C:$C,))), \"\", 'PWS Records (System Entry)'!$D$4)","v":""},{"$f":"IF(AND(ISBLANK(INDEX($G:$G,)), ISBLANK(INDEX($C:$C,))), \"\", 'PWS Records (System Entry)'!$D$3)","v":""},null,null,null,null,null,null,null,null,null,null,null,null,null,null,null,null,null,null,""]
[{"$f":"IF(AND(ISBLANK(INDEX($G:$G,)), ISBLANK(INDEX($C:$C,))), \"\", 'PWS Records (System Entry)'!$D$4)","v":""},{"$f":"IF(AND(ISBLANK(INDEX($G:$G,)), ISBLANK(INDEX($C:$C,))), \"\", 'PWS Records (System Entry)'!$D$3)","v":""},null,null,null,null,null,null,null,null,null,null,null,null,null,null,null,null,null,null,""]
[{"$f":"IF(AND(ISBLANK(INDEX($G:$G,)), ISBLANK(INDEX($C:$C,))), \"\", 'PWS Records (System Entry)'!$D$4)","v":""},{"$f":"IF(AND(ISBLANK(INDEX($G:$G,)), ISBLANK(INDEX($C:$C,))), \"\", 'PWS Records (System Entry)'!$D$3)","v":""},null,null,null,null,null,null,null,null,null,null,null,null,null,null,null,null,null,null,""]
[{"$f":"IF(AND(ISBLANK(INDEX($G:$G,)), ISBLANK(INDEX($C:$C,))), \"\", 'PWS Records (System Entry)'!$D$4)","v":""},{"$f":"IF(AND(ISBLANK(INDEX($G:$G,)), ISBLANK(INDEX($C:$C,))), \"\", 'PWS Records (System Entry)'!$D$3)","v":""},null,null,null,null,null,null,null,null,null,null,null,null,null,null,null,null,null,null,""]
[{"$f":"IF(AND(ISBLANK(INDEX($G:$G,)), ISBLANK(INDEX($C:$C,))), \"\", 'PWS Records (System Entry)'!$D$4)","v":""},{"$f":"IF(AND(ISBLANK(INDEX($G:$G,)), ISBLANK(INDEX($C:$C,))), \"\", 'PWS Records (System Entry)'!$D$3)","v":""},null,null,null,null,null,null,null,null,null,null,null,null,null,null,null,null,null,null,""]
[{"$f":"IF(AND(ISBLANK(INDEX($G:$G,)), ISBLANK(INDEX($C:$C,))), \"\", 'PWS Records (System Entry)'!$D$4)","v":""},{"$f":"IF(AND(ISBLANK(INDEX($G:$G,)), ISBLANK(INDEX($C:$C,))), \"\", 'PWS Records (System Entry)'!$D$3)","v":""},null,null,null,null,null,null,null,null,null,null,null,null,null,null,null,null,null,null,""]
[{"$f":"IF(AND(ISBLANK(INDEX($G:$G,)), ISBLANK(INDEX($C:$C,))), \"\", 'PWS Records (System Entry)'!$D$4)","v":""},{"$f":"IF(AND(ISBLANK(INDEX($G:$G,)), ISBLANK(INDEX($C:$C,))), \"\", 'PWS Records (System Entry)'!$D$3)","v":""},null,null,null,null,null,null,null,null,null,null,null,null,null,null,null,null,null,null,""]
[{"$f":"IF(AND(ISBLANK(INDEX($G:$G,)), ISBLANK(INDEX($C:$C,))), \"\", 'PWS Records (System Entry)'!$D$4)","v":""},{"$f":"IF(AND(ISBLANK(INDEX($G:$G,)), ISBLANK(INDEX($C:$C,))), \"\", 'PWS Records (System Entry)'!$D$3)","v":""},null,null,null,null,null,null,null,null,null,null,null,null,null,null,null,null,null,null,""]
[{"$f":"IF(AND(ISBLANK(INDEX($G:$G,)), ISBLANK(INDEX($C:$C,))), \"\", 'PWS Records (System Entry)'!$D$4)","v":""},{"$f":"IF(AND(ISBLANK(INDEX($G:$G,)), ISBLANK(INDEX($C:$C,))), \"\", 'PWS Records (System Entry)'!$D$3)","v":""},null,null,null,null,null,null,null,null,null,null,null,null,null,null,null,null,null,null,""]
[{"$f":"IF(AND(ISBLANK(INDEX($G:$G,)), ISBLANK(INDEX($C:$C,))), \"\", 'PWS Records (System Entry)'!$D$4)","v":""},{"$f":"IF(AND(ISBLANK(INDEX($G:$G,)), ISBLANK(INDEX($C:$C,))), \"\", 'PWS Records (System Entry)'!$D$3)","v":""},null,null,null,null,null,null,null,null,null,null,null,null,null,null,null,null,null,null,""]
[{"$f":"IF(AND(ISBLANK(INDEX($G:$G,)), ISBLANK(INDEX($C:$C,))), \"\", 'PWS Records (System Entry)'!$D$4)","v":""},{"$f":"IF(AND(ISBLANK(INDEX($G:$G,)), ISBLANK(INDEX($C:$C,))), \"\", 'PWS Records (System Entry)'!$D$3)","v":""},null,null,null,null,null,null,null,null,null,null,null,null,null,null,null,null,null,null,""]
[{"$f":"IF(AND(ISBLANK(INDEX($G:$G,)), ISBLANK(INDEX($C:$C,))), \"\", 'PWS Records (System Entry)'!$D$4)","v":""},{"$f":"IF(AND(ISBLANK(INDEX($G:$G,)), ISBLANK(INDEX($C:$C,))), \"\", 'PWS Records (System Entry)'!$D$3)","v":""},null,null,null,null,null,null,null,null,null,null,null,null,null,null,null,null,null,null,""]
[{"$f":"IF(AND(ISBLANK(INDEX($G:$G,)), ISBLANK(INDEX($C:$C,))), \"\", 'PWS Records (System Entry)'!$D$4)","v":""},{"$f":"IF(AND(ISBLANK(INDEX($G:$G,)), ISBLANK(INDEX($C:$C,))), \"\", 'PWS Records (System Entry)'!$D$3)","v":""},null,null,null,null,null,null,null,null,null,null,null,null,null,null,null,null,null,null,""]
[{"$f":"IF(AND(ISBLANK(INDEX($G:$G,)), ISBLANK(INDEX($C:$C,))), \"\", 'PWS Records (System Entry)'!$D$4)","v":""},{"$f":"IF(AND(ISBLANK(INDEX($G:$G,)), ISBLANK(INDEX($C:$C,))), \"\", 'PWS Records (System Entry)'!$D$3)","v":""},null,null,null,null,null,null,null,null,null,null,null,null,null,null,null,null,null,null,""]
[{"$f":"IF(AND(ISBLANK(INDEX($G:$G,)), ISBLANK(INDEX($C:$C,))), \"\", 'PWS Records (System Entry)'!$D$4)","v":""},{"$f":"IF(AND(ISBLANK(INDEX($G:$G,)), ISBLANK(INDEX($C:$C,))), \"\", 'PWS Records (System Entry)'!$D$3)","v":""},null,null,null,null,null,null,null,null,null,null,null,null,null,null,null,null,null,null,""]
[{"$f":"IF(AND(ISBLANK(INDEX($G:$G,)), ISBLANK(INDEX($C:$C,))), \"\", 'PWS Records (System Entry)'!$D$4)","v":""},{"$f":"IF(AND(ISBLANK(INDEX($G:$G,)), ISBLANK(INDEX($C:$C,))), \"\", 'PWS Records (System Entry)'!$D$3)","v":""},null,null,null,null,null,null,null,null,null,null,null,null,null,null,null,null,null,null,""]
[{"$f":"IF(AND(ISBLANK(INDEX($G:$G,)), ISBLANK(INDEX($C:$C,))), \"\", 'PWS Records (System Entry)'!$D$4)","v":""},{"$f":"IF(AND(ISBLANK(INDEX($G:$G,)), ISBLANK(INDEX($C:$C,))), \"\", 'PWS Records (System Entry)'!$D$3)","v":""},null,null,null,null,null,null,null,null,null,null,null,null,null,null,null,null,null,null,""]
[{"$f":"IF(AND(ISBLANK(INDEX($G:$G,)), ISBLANK(INDEX($C:$C,))), \"\", 'PWS Records (System Entry)'!$D$4)","v":""},{"$f":"IF(AND(ISBLANK(INDEX($G:$G,)), ISBLANK(INDEX($C:$C,))), \"\", 'PWS Records (System Entry)'!$D$3)","v":""},null,null,null,null,null,null,null,null,null,null,null,null,null,null,null,null,null,null,""]
[{"$f":"IF(AND(ISBLANK(INDEX($G:$G,)), ISBLANK(INDEX($C:$C,))), \"\", 'PWS Records (System Entry)'!$D$4)","v":""},{"$f":"IF(AND(ISBLANK(INDEX($G:$G,)), ISBLANK(INDEX($C:$C,))), \"\", 'PWS Records (System Entry)'!$D$3)","v":""},null,null,null,null,null,null,null,null,null,null,null,null,null,null,null,null,null,null,""]
[{"$f":"IF(AND(ISBLANK(INDEX($G:$G,)), ISBLANK(INDEX($C:$C,))), \"\", 'PWS Records (System Entry)'!$D$4)","v":""},{"$f":"IF(AND(ISBLANK(INDEX($G:$G,)), ISBLANK(INDEX($C:$C,))), \"\", 'PWS Records (System Entry)'!$D$3)","v":""},null,null,null,null,null,null,null,null,null,null,null,null,null,null,null,null,null,null,""]
[{"$f":"IF(AND(ISBLANK(INDEX($G:$G,)), ISBLANK(INDEX($C:$C,))), \"\", 'PWS Records (System Entry)'!$D$4)","v":""},{"$f":"IF(AND(ISBLANK(INDEX($G:$G,)), ISBLANK(INDEX($C:$C,))), \"\", 'PWS Records (System Entry)'!$D$3)","v":""},null,null,null,null,null,null,null,null,null,null,null,null,null,null,null,null,null,null,""]
[{"$f":"IF(AND(ISBLANK(INDEX($G:$G,)), ISBLANK(INDEX($C:$C,))), \"\", 'PWS Records (System Entry)'!$D$4)","v":""},{"$f":"IF(AND(ISBLANK(INDEX($G:$G,)), ISBLANK(INDEX($C:$C,))), \"\", 'PWS Records (System Entry)'!$D$3)","v":""},null,null,null,null,null,null,null,null,null,null,null,null,null,null,null,null,null,null,""]
[{"$f":"IF(AND(ISBLANK(INDEX($G:$G,)), ISBLANK(INDEX($C:$C,))), \"\", 'PWS Records (System Entry)'!$D$4)","v":""},{"$f":"IF(AND(ISBLANK(INDEX($G:$G,)), ISBLANK(INDEX($C:$C,))), \"\", 'PWS Records (System Entry)'!$D$3)","v":""},null,null,null,null,null,null,null,null,null,null,null,null,null,null,null,null,null,null,""]
[{"$f":"IF(AND(ISBLANK(INDEX($G:$G,)), ISBLANK(INDEX($C:$C,))), \"\", 'PWS Records (System Entry)'!$D$4)","v":""},{"$f":"IF(AND(ISBLANK(INDEX($G:$G,)), ISBLANK(INDEX($C:$C,))), \"\", 'PWS Records (System Entry)'!$D$3)","v":""},null,null,null,null,null,null,null,null,null,null,null,null,null,null,null,null,null,null,""]
[{"$f":"IF(AND(ISBLANK(INDEX($G:$G,)), ISBLANK(INDEX($C:$C,))), \"\", 'PWS Records (System Entry)'!$D$4)","v":""},{"$f":"IF(AND(ISBLANK(INDEX($G:$G,)), ISBLANK(INDEX($C:$C,))), \"\", 'PWS Records (System Entry)'!$D$3)","v":""},null,null,null,null,null,null,null,null,null,null,null,null,null,null,null,null,null,null,""]
[{"$f":"IF(AND(ISBLANK(INDEX($G:$G,)), ISBLANK(INDEX($C:$C,))), \"\", 'PWS Records (System Entry)'!$D$4)","v":""},{"$f":"IF(AND(ISBLANK(INDEX($G:$G,)), ISBLANK(INDEX($C:$C,))), \"\", 'PWS Records (System Entry)'!$D$3)","v":""},null,null,null,null,null,null,null,null,null,null,null,null,null,null,null,null,null,null,""]
[{"$f":"IF(AND(ISBLANK(INDEX($G:$G,)), ISBLANK(INDEX($C:$C,))), \"\", 'PWS Records (System Entry)'!$D$4)","v":""},{"$f":"IF(AND(ISBLANK(INDEX($G:$G,)), ISBLANK(INDEX($C:$C,))), \"\", 'PWS Records (System Entry)'!$D$3)","v":""},null,null,null,null,null,null,null,null,null,null,null,null,null,null,null,null,null,null,""]
[{"$f":"IF(AND(ISBLANK(INDEX($G:$G,)), ISBLANK(INDEX($C:$C,))), \"\", 'PWS Records (System Entry)'!$D$4)","v":""},{"$f":"IF(AND(ISBLANK(INDEX($G:$G,)), ISBLANK(INDEX($C:$C,))), \"\", 'PWS Records (System Entry)'!$D$3)","v":""},null,null,null,null,null,null,null,null,null,null,null,null,null,null,null,null,null,null,""]
[{"$f":"IF(AND(ISBLANK(INDEX($G:$G,)), ISBLANK(INDEX($C:$C,))), \"\", 'PWS Records (System Entry)'!$D$4)","v":""},{"$f":"IF(AND(ISBLANK(INDEX($G:$G,)), ISBLANK(INDEX($C:$C,))), \"\", 'PWS Records (System Entry)'!$D$3)","v":""},null,null,null,null,null,null,null,null,null,null,null,null,null,null,null,null,null,null,""]
[{"$f":"IF(AND(ISBLANK(INDEX($G:$G,)), ISBLANK(INDEX($C:$C,))), \"\", 'PWS Records (System Entry)'!$D$4)","v":""},{"$f":"IF(AND(ISBLANK(INDEX($G:$G,)), ISBLANK(INDEX($C:$C,))), \"\", 'PWS Records (System Entry)'!$D$3)","v":""},null,null,null,null,null,null,null,null,null,null,null,null,null,null,null,null,null,null,""]
[{"$f":"IF(AND(ISBLANK(INDEX($G:$G,)), ISBLANK(INDEX($C:$C,))), \"\", 'PWS Records (System Entry)'!$D$4)","v":""},{"$f":"IF(AND(ISBLANK(INDEX($G:$G,)), ISBLANK(INDEX($C:$C,))), \"\", 'PWS Records (System Entry)'!$D$3)","v":""},null,null,null,null,null,null,null,null,null,null,null,null,null,null,null,null,null,null,""]
[{"$f":"IF(AND(ISBLANK(INDEX($G:$G,)), ISBLANK(INDEX($C:$C,))), \"\", 'PWS Records (System Entry)'!$D$4)","v":""},{"$f":"IF(AND(ISBLANK(INDEX($G:$G,)), ISBLANK(INDEX($C:$C,))), \"\", 'PWS Records (System Entry)'!$D$3)","v":""},null,null,null,null,null,null,null,null,null,null,null,null,null,null,null,null,null,null,""]
[{"$f":"IF(AND(ISBLANK(INDEX($G:$G,)), ISBLANK(INDEX($C:$C,))), \"\", 'PWS Records (System Entry)'!$D$4)","v":""},{"$f":"IF(AND(ISBLANK(INDEX($G:$G,)), ISBLANK(INDEX($C:$C,))), \"\", 'PWS Records (System Entry)'!$D$3)","v":""},null,null,null,null,null,null,null,null,null,null,null,null,null,null,null,null,null,null,""]
[{"$f":"IF(AND(ISBLANK(INDEX($G:$G,)), ISBLANK(INDEX($C:$C,))), \"\", 'PWS Records (System Entry)'!$D$4)","v":""},{"$f":"IF(AND(ISBLANK(INDEX($G:$G,)), ISBLANK(INDEX($C:$C,))), \"\", 'PWS Records (System Entry)'!$D$3)","v":""},null,null,null,null,null,null,null,null,null,null,null,null,null,null,null,null,null,null,""]
[{"$f":"IF(AND(ISBLANK(INDEX($G:$G,)), ISBLANK(INDEX($C:$C,))), \"\", 'PWS Records (System Entry)'!$D$4)","v":""},{"$f":"IF(AND(ISBLANK(INDEX($G:$G,)), ISBLANK(INDEX($C:$C,))), \"\", 'PWS Records (System Entry)'!$D$3)","v":""},null,null,null,null,null,null,null,null,null,null,null,null,null,null,null,null,null,null,""]
[{"$f":"IF(AND(ISBLANK(INDEX($G:$G,)), ISBLANK(INDEX($C:$C,))), \"\", 'PWS Records (System Entry)'!$D$4)","v":""},{"$f":"IF(AND(ISBLANK(INDEX($G:$G,)), ISBLANK(INDEX($C:$C,))), \"\", 'PWS Records (System Entry)'!$D$3)","v":""},null,null,null,null,null,null,null,null,null,null,null,null,null,null,null,null,null,null,""]
[{"$f":"IF(AND(ISBLANK(INDEX($G:$G,)), ISBLANK(INDEX($C:$C,))), \"\", 'PWS Records (System Entry)'!$D$4)","v":""},{"$f":"IF(AND(ISBLANK(INDEX($G:$G,)), ISBLANK(INDEX($C:$C,))), \"\", 'PWS Records (System Entry)'!$D$3)","v":""},null,null,null,null,null,null,null,null,null,null,null,null,null,null,null,null,null,null,""]
[{"$f":"IF(AND(ISBLANK(INDEX($G:$G,)), ISBLANK(INDEX($C:$C,))), \"\", 'PWS Records (System Entry)'!$D$4)","v":""},{"$f":"IF(AND(ISBLANK(INDEX($G:$G,)), ISBLANK(INDEX($C:$C,))), \"\", 'PWS Records (System Entry)'!$D$3)","v":""},null,null,null,null,null,null,null,null,null,null,null,null,null,null,null,null,null,null,""]
[{"$f":"IF(AND(ISBLANK(INDEX($G:$G,)), ISBLANK(INDEX($C:$C,))), \"\", 'PWS Records (System Entry)'!$D$4)","v":""},{"$f":"IF(AND(ISBLANK(INDEX($G:$G,)), ISBLANK(INDEX($C:$C,))), \"\", 'PWS Records (System Entry)'!$D$3)","v":""},null,null,null,null,null,null,null,null,null,null,null,null,null,null,null,null,null,null,""]
[{"$f":"IF(AND(ISBLANK(INDEX($G:$G,)), ISBLANK(INDEX($C:$C,))), \"\", 'PWS Records (System Entry)'!$D$4)","v":""},{"$f":"IF(AND(ISBLANK(INDEX($G:$G,)), ISBLANK(INDEX($C:$C,))), \"\", 'PWS Records (System Entry)'!$D$3)","v":""},null,null,null,null,null,null,null,null,null,null,null,null,null,null,null,null,null,null,""]
[{"$f":"IF(AND(ISBLANK(INDEX($G:$G,)), ISBLANK(INDEX($C:$C,))), \"\", 'PWS Records (System Entry)'!$D$4)","v":""},{"$f":"IF(AND(ISBLANK(INDEX($G:$G,)), ISBLANK(INDEX($C:$C,))), \"\", 'PWS Records (System Entry)'!$D$3)","v":""},null,null,null,null,null,null,null,null,null,null,null,null,null,null,null,null,null,null,""]
[{"$f":"IF(AND(ISBLANK(INDEX($G:$G,)), ISBLANK(INDEX($C:$C,))), \"\", 'PWS Records (System Entry)'!$D$4)","v":""},{"$f":"IF(AND(ISBLANK(INDEX($G:$G,)), ISBLANK(INDEX($C:$C,))), \"\", 'PWS Records (System Entry)'!$D$3)","v":""},null,null,null,null,null,null,null,null,null,null,null,null,null,null,null,null,null,null,""]
[{"$f":"IF(AND(ISBLANK(INDEX($G:$G,)), ISBLANK(INDEX($C:$C,))), \"\", 'PWS Records (System Entry)'!$D$4)","v":""},{"$f":"IF(AND(ISBLANK(INDEX($G:$G,)), ISBLANK(INDEX($C:$C,))), \"\", 'PWS Records (System Entry)'!$D$3)","v":""},null,null,null,null,null,null,null,null,null,null,null,null,null,null,null,null,null,null,""]
[{"$f":"IF(AND(ISBLANK(INDEX($G:$G,)), ISBLANK(INDEX($C:$C,))), \"\", 'PWS Records (System Entry)'!$D$4)","v":""},{"$f":"IF(AND(ISBLANK(INDEX($G:$G,)), ISBLANK(INDEX($C:$C,))), \"\", 'PWS Records (System Entry)'!$D$3)","v":""},null,null,null,null,null,null,null,null,null,null,null,null,null,null,null,null,null,null,""]
[{"$f":"IF(AND(ISBLANK(INDEX($G:$G,)), ISBLANK(INDEX($C:$C,))), \"\", 'PWS Records (System Entry)'!$D$4)","v":""},{"$f":"IF(AND(ISBLANK(INDEX($G:$G,)), ISBLANK(INDEX($C:$C,))), \"\", 'PWS Records (System Entry)'!$D$3)","v":""},null,null,null,null,null,null,null,null,null,null,null,null,null,null,null,null,null,null,""]
[{"$f":"IF(AND(ISBLANK(INDEX($G:$G,)), ISBLANK(INDEX($C:$C,))), \"\", 'PWS Records (System Entry)'!$D$4)","v":""},{"$f":"IF(AND(ISBLANK(INDEX($G:$G,)), ISBLANK(INDEX($C:$C,))), \"\", 'PWS Records (System Entry)'!$D$3)","v":""},null,null,null,null,null,null,null,null,null,null,null,null,null,null,null,null,null,null,""]
[{"$f":"IF(AND(ISBLANK(INDEX($G:$G,)), ISBLANK(INDEX($C:$C,))), \"\", 'PWS Records (System Entry)'!$D$4)","v":""},{"$f":"IF(AND(ISBLANK(INDEX($G:$G,)), ISBLANK(INDEX($C:$C,))), \"\", 'PWS Records (System Entry)'!$D$3)","v":""},null,null,null,null,null,null,null,null,null,null,null,null,null,null,null,null,null,null,""]
[{"$f":"IF(AND(ISBLANK(INDEX($G:$G,)), ISBLANK(INDEX($C:$C,))), \"\", 'PWS Records (System Entry)'!$D$4)","v":""},{"$f":"IF(AND(ISBLANK(INDEX($G:$G,)), ISBLANK(INDEX($C:$C,))), \"\", 'PWS Records (System Entry)'!$D$3)","v":""},null,null,null,null,null,null,null,null,null,null,null,null,null,null,null,null,null,null,""]
[{"$f":"IF(AND(ISBLANK(INDEX($G:$G,)), ISBLANK(INDEX($C:$C,))), \"\", 'PWS Records (System Entry)'!$D$4)","v":""},{"$f":"IF(AND(ISBLANK(INDEX($G:$G,)), ISBLANK(INDEX($C:$C,))), \"\", 'PWS Records (System Entry)'!$D$3)","v":""},null,null,null,null,null,null,null,null,null,null,null,null,null,null,null,null,null,null,""]
[{"$f":"IF(AND(ISBLANK(INDEX($G:$G,)), ISBLANK(INDEX($C:$C,))), \"\", 'PWS Records (System Entry)'!$D$4)","v":""},{"$f":"IF(AND(ISBLANK(INDEX($G:$G,)), ISBLANK(INDEX($C:$C,))), \"\", 'PWS Records (System Entry)'!$D$3)","v":""},null,null,null,null,null,null,null,null,null,null,null,null,null,null,null,null,null,null,""]
[{"$f":"IF(AND(ISBLANK(INDEX($G:$G,)), ISBLANK(INDEX($C:$C,))), \"\", 'PWS Records (System Entry)'!$D$4)","v":""},{"$f":"IF(AND(ISBLANK(INDEX($G:$G,)), ISBLANK(INDEX($C:$C,))), \"\", 'PWS Records (System Entry)'!$D$3)","v":""},null,null,null,null,null,null,null,null,null,null,null,null,null,null,null,null,null,null,""]
[{"$f":"IF(AND(ISBLANK(INDEX($G:$G,)), ISBLANK(INDEX($C:$C,))), \"\", 'PWS Records (System Entry)'!$D$4)","v":""},{"$f":"IF(AND(ISBLANK(INDEX($G:$G,)), ISBLANK(INDEX($C:$C,))), \"\", 'PWS Records (System Entry)'!$D$3)","v":""},null,null,null,null,null,null,null,null,null,null,null,null,null,null,null,null,null,null,""]
[{"$f":"IF(AND(ISBLANK(INDEX($G:$G,)), ISBLANK(INDEX($C:$C,))), \"\", 'PWS Records (System Entry)'!$D$4)","v":""},{"$f":"IF(AND(ISBLANK(INDEX($G:$G,)), ISBLANK(INDEX($C:$C,))), \"\", 'PWS Records (System Entry)'!$D$3)","v":""},null,null,null,null,null,null,null,null,null,null,null,null,null,null,null,null,null,null,""]
[{"$f":"IF(AND(ISBLANK(INDEX($G:$G,)), ISBLANK(INDEX($C:$C,))), \"\", 'PWS Records (System Entry)'!$D$4)","v":""},{"$f":"IF(AND(ISBLANK(INDEX($G:$G,)), ISBLANK(INDEX($C:$C,))), \"\", 'PWS Records (System Entry)'!$D$3)","v":""},null,null,null,null,null,null,null,null,null,null,null,null,null,null,null,null,null,null,""]
[{"$f":"IF(AND(ISBLANK(INDEX($G:$G,)), ISBLANK(INDEX($C:$C,))), \"\", 'PWS Records (System Entry)'!$D$4)","v":""},{"$f":"IF(AND(ISBLANK(INDEX($G:$G,)), ISBLANK(INDEX($C:$C,))), \"\", 'PWS Records (System Entry)'!$D$3)","v":""},null,null,null,null,null,null,null,null,null,null,null,null,null,null,null,null,null,null,""]
[{"$f":"IF(AND(ISBLANK(INDEX($G:$G,)), ISBLANK(INDEX($C:$C,))), \"\", 'PWS Records (System Entry)'!$D$4)","v":""},{"$f":"IF(AND(ISBLANK(INDEX($G:$G,)), ISBLANK(INDEX($C:$C,))), \"\", 'PWS Records (System Entry)'!$D$3)","v":""},null,null,null,null,null,null,null,null,null,null,null,null,null,null,null,null,null,null,""]
[{"$f":"IF(AND(ISBLANK(INDEX($G:$G,)), ISBLANK(INDEX($C:$C,))), \"\", 'PWS Records (System Entry)'!$D$4)","v":""},{"$f":"IF(AND(ISBLANK(INDEX($G:$G,)), ISBLANK(INDEX($C:$C,))), \"\", 'PWS Records (System Entry)'!$D$3)","v":""},null,null,null,null,null,null,null,null,null,null,null,null,null,null,null,null,null,null,""]
[{"$f":"IF(AND(ISBLANK(INDEX($G:$G,)), ISBLANK(INDEX($C:$C,))), \"\", 'PWS Records (System Entry)'!$D$4)","v":""},{"$f":"IF(AND(ISBLANK(INDEX($G:$G,)), ISBLANK(INDEX($C:$C,))), \"\", 'PWS Records (System Entry)'!$D$3)","v":""},null,null,null,null,null,null,null,null,null,null,null,null,null,null,null,null,null,null,""]
[{"$f":"IF(AND(ISBLANK(INDEX($G:$G,)), ISBLANK(INDEX($C:$C,))), \"\", 'PWS Records (System Entry)'!$D$4)","v":""},{"$f":"IF(AND(ISBLANK(INDEX($G:$G,)), ISBLANK(INDEX($C:$C,))), \"\", 'PWS Records (System Entry)'!$D$3)","v":""},null,null,null,null,null,null,null,null,null,null,null,null,null,null,null,null,null,null,""]
[{"$f":"IF(AND(ISBLANK(INDEX($G:$G,)), ISBLANK(INDEX($C:$C,))), \"\", 'PWS Records (System Entry)'!$D$4)","v":""},{"$f":"IF(AND(ISBLANK(INDEX($G:$G,)), ISBLANK(INDEX($C:$C,))), \"\", 'PWS Records (System Entry)'!$D$3)","v":""},null,null,null,null,null,null,null,null,null,null,null,null,null,null,null,null,null,null,""]
[{"$f":"IF(AND(ISBLANK(INDEX($G:$G,)), ISBLANK(INDEX($C:$C,))), \"\", 'PWS Records (System Entry)'!$D$4)","v":""},{"$f":"IF(AND(ISBLANK(INDEX($G:$G,)), ISBLANK(INDEX($C:$C,))), \"\", 'PWS Records (System Entry)'!$D$3)","v":""},null,null,null,null,null,null,null,null,null,null,null,null,null,null,null,null,null,null,""]
[{"$f":"IF(AND(ISBLANK(INDEX($G:$G,)), ISBLANK(INDEX($C:$C,))), \"\", 'PWS Records (System Entry)'!$D$4)","v":""},{"$f":"IF(AND(ISBLANK(INDEX($G:$G,)), ISBLANK(INDEX($C:$C,))), \"\", 'PWS Records (System Entry)'!$D$3)","v":""},null,null,null,null,null,null,null,null,null,null,null,null,null,null,null,null,null,null,""]
[{"$f":"IF(AND(ISBLANK(INDEX($G:$G,)), ISBLANK(INDEX($C:$C,))), \"\", 'PWS Records (System Entry)'!$D$4)","v":""},{"$f":"IF(AND(ISBLANK(INDEX($G:$G,)), ISBLANK(INDEX($C:$C,))), \"\", 'PWS Records (System Entry)'!$D$3)","v":""},null,null,null,null,null,null,null,null,null,null,null,null,null,null,null,null,null,null,""]
[{"$f":"IF(AND(ISBLANK(INDEX($G:$G,)), ISBLANK(INDEX($C:$C,))), \"\", 'PWS Records (System Entry)'!$D$4)","v":""},{"$f":"IF(AND(ISBLANK(INDEX($G:$G,)), ISBLANK(INDEX($C:$C,))), \"\", 'PWS Records (System Entry)'!$D$3)","v":""},null,null,null,null,null,null,null,null,null,null,null,null,null,null,null,null,null,null,""]
[{"$f":"IF(AND(ISBLANK(INDEX($G:$G,)), ISBLANK(INDEX($C:$C,))), \"\", 'PWS Records (System Entry)'!$D$4)","v":""},{"$f":"IF(AND(ISBLANK(INDEX($G:$G,)), ISBLANK(INDEX($C:$C,))), \"\", 'PWS Records (System Entry)'!$D$3)","v":""},null,null,null,null,null,null,null,null,null,null,null,null,null,null,null,null,null,null,""]
[{"$f":"IF(AND(ISBLANK(INDEX($G:$G,)), ISBLANK(INDEX($C:$C,))), \"\", 'PWS Records (System Entry)'!$D$4)","v":""},{"$f":"IF(AND(ISBLANK(INDEX($G:$G,)), ISBLANK(INDEX($C:$C,))), \"\", 'PWS Records (System Entry)'!$D$3)","v":""},null,null,null,null,null,null,null,null,null,null,null,null,null,null,null,null,null,null,""]
[{"$f":"IF(AND(ISBLANK(INDEX($G:$G,)), ISBLANK(INDEX($C:$C,))), \"\", 'PWS Records (System Entry)'!$D$4)","v":""},{"$f":"IF(AND(ISBLANK(INDEX($G:$G,)), ISBLANK(INDEX($C:$C,))), \"\", 'PWS Records (System Entry)'!$D$3)","v":""},null,null,null,null,null,null,null,null,null,null,null,null,null,null,null,null,null,null,""]
[{"$f":"IF(AND(ISBLANK(INDEX($G:$G,)), ISBLANK(INDEX($C:$C,))), \"\", 'PWS Records (System Entry)'!$D$4)","v":""},{"$f":"IF(AND(ISBLANK(INDEX($G:$G,)), ISBLANK(INDEX($C:$C,))), \"\", 'PWS Records (System Entry)'!$D$3)","v":""},null,null,null,null,null,null,null,null,null,null,null,null,null,null,null,null,null,null,""]
[{"$f":"IF(AND(ISBLANK(INDEX($G:$G,)), ISBLANK(INDEX($C:$C,))), \"\", 'PWS Records (System Entry)'!$D$4)","v":""},{"$f":"IF(AND(ISBLANK(INDEX($G:$G,)), ISBLANK(INDEX($C:$C,))), \"\", 'PWS Records (System Entry)'!$D$3)","v":""},null,null,null,null,null,null,null,null,null,null,null,null,null,null,null,null,null,null,""]
[{"$f":"IF(AND(ISBLANK(INDEX($G:$G,)), ISBLANK(INDEX($C:$C,))), \"\", 'PWS Records (System Entry)'!$D$4)","v":""},{"$f":"IF(AND(ISBLANK(INDEX($G:$G,)), ISBLANK(INDEX($C:$C,))), \"\", 'PWS Records (System Entry)'!$D$3)","v":""},null,null,null,null,null,null,null,null,null,null,null,null,null,null,null,null,null,null,""]
[{"$f":"IF(AND(ISBLANK(INDEX($G:$G,)), ISBLANK(INDEX($C:$C,))), \"\", 'PWS Records (System Entry)'!$D$4)","v":""},{"$f":"IF(AND(ISBLANK(INDEX($G:$G,)), ISBLANK(INDEX($C:$C,))), \"\", 'PWS Records (System Entry)'!$D$3)","v":""},null,null,null,null,null,null,null,null,null,null,null,null,null,null,null,null,null,null,""]
[{"$f":"IF(AND(ISBLANK(INDEX($G:$G,)), ISBLANK(INDEX($C:$C,))), \"\", 'PWS Records (System Entry)'!$D$4)","v":""},{"$f":"IF(AND(ISBLANK(INDEX($G:$G,)), ISBLANK(INDEX($C:$C,))), \"\", 'PWS Records (System Entry)'!$D$3)","v":""},null,null,null,null,null,null,null,null,null,null,null,null,null,null,null,null,null,null,""]
[{"$f":"IF(AND(ISBLANK(INDEX($G:$G,)), ISBLANK(INDEX($C:$C,))), \"\", 'PWS Records (System Entry)'!$D$4)","v":""},{"$f":"IF(AND(ISBLANK(INDEX($G:$G,)), ISBLANK(INDEX($C:$C,))), \"\", 'PWS Records (System Entry)'!$D$3)","v":""},null,null,null,null,null,null,null,null,null,null,null,null,null,null,null,null,null,null,""]
[{"$f":"IF(AND(ISBLANK(INDEX($G:$G,)), ISBLANK(INDEX($C:$C,))), \"\", 'PWS Records (System Entry)'!$D$4)","v":""},{"$f":"IF(AND(ISBLANK(INDEX($G:$G,)), ISBLANK(INDEX($C:$C,))), \"\", 'PWS Records (System Entry)'!$D$3)","v":""},null,null,null,null,null,null,null,null,null,null,null,null,null,null,null,null,null,null,""]
[{"$f":"IF(AND(ISBLANK(INDEX($G:$G,)), ISBLANK(INDEX($C:$C,))), \"\", 'PWS Records (System Entry)'!$D$4)","v":""},{"$f":"IF(AND(ISBLANK(INDEX($G:$G,)), ISBLANK(INDEX($C:$C,))), \"\", 'PWS Records (System Entry)'!$D$3)","v":""},null,null,null,null,null,null,null,null,null,null,null,null,null,null,null,null,null,null,""]
[{"$f":"IF(AND(ISBLANK(INDEX($G:$G,)), ISBLANK(INDEX($C:$C,))), \"\", 'PWS Records (System Entry)'!$D$4)","v":""},{"$f":"IF(AND(ISBLANK(INDEX($G:$G,)), ISBLANK(INDEX($C:$C,))), \"\", 'PWS Records (System Entry)'!$D$3)","v":""},null,null,null,null,null,null,null,null,null,null,null,null,null,null,null,null,null,null,""]
[{"$f":"IF(AND(ISBLANK(INDEX($G:$G,)), ISBLANK(INDEX($C:$C,))), \"\", 'PWS Records (System Entry)'!$D$4)","v":""},{"$f":"IF(AND(ISBLANK(INDEX($G:$G,)), ISBLANK(INDEX($C:$C,))), \"\", 'PWS Records (System Entry)'!$D$3)","v":""},null,null,null,null,null,null,null,null,null,null,null,null,null,null,null,null,null,null,""]
[{"$f":"IF(AND(ISBLANK(INDEX($G:$G,)), ISBLANK(INDEX($C:$C,))), \"\", 'PWS Records (System Entry)'!$D$4)","v":""},{"$f":"IF(AND(ISBLANK(INDEX($G:$G,)), ISBLANK(INDEX($C:$C,))), \"\", 'PWS Records (System Entry)'!$D$3)","v":""},null,null,null,null,null,null,null,null,null,null,null,null,null,null,null,null,null,null,""]
[{"$f":"IF(AND(ISBLANK(INDEX($G:$G,)), ISBLANK(INDEX($C:$C,))), \"\", 'PWS Records (System Entry)'!$D$4)","v":""},{"$f":"IF(AND(ISBLANK(INDEX($G:$G,)), ISBLANK(INDEX($C:$C,))), \"\", 'PWS Records (System Entry)'!$D$3)","v":""},null,null,null,null,null,null,null,null,null,null,null,null,null,null,null,null,null,null,""]
[{"$f":"IF(AND(ISBLANK(INDEX($G:$G,)), ISBLANK(INDEX($C:$C,))), \"\", 'PWS Records (System Entry)'!$D$4)","v":""},{"$f":"IF(AND(ISBLANK(INDEX($G:$G,)), ISBLANK(INDEX($C:$C,))), \"\", 'PWS Records (System Entry)'!$D$3)","v":""},null,null,null,null,null,null,null,null,null,null,null,null,null,null,null,null,null,null,""]
[{"$f":"IF(AND(ISBLANK(INDEX($G:$G,)), ISBLANK(INDEX($C:$C,))), \"\", 'PWS Records (System Entry)'!$D$4)","v":""},{"$f":"IF(AND(ISBLANK(INDEX($G:$G,)), ISBLANK(INDEX($C:$C,))), \"\", 'PWS Records (System Entry)'!$D$3)","v":""},null,null,null,null,null,null,null,null,null,null,null,null,null,null,null,null,null,null,{"$f":"IF(AND(INDEX($K:$K,)=\"\", INDEX($L:$L,)=\"\", INDEX($M:$M,)=\"\", INDEX($Q:$Q,)=\"\", INDEX($R:$R,)=\"\"), \"\", IF(OR(INDEX($K:$K,)=\"Lead\",INDEX($Q:$Q,)=\"Lead\"),\"Lead\",IF(OR(AND(OR(INDEX($M:$M,)=\"Yes\", INDEX($M:$M,)=\"Don't Know\", INDEX($M:$M,)=\"\"), INDEX($Q:$Q,)=\"Galvanized Iron/Steel\"), AND(INDEX($K:$K,)=\"Unknown\", INDEX($M:$M,)=\"No\", INDEX($Q:$Q,)=\"Galvanized Iron/Steel\")), \"Galvanized Requiring Replacement\", IF(OR(AND(OR(INDEX($K:$K,)=\"Galvanized Iron/Steel\", INDEX($K:$K,)=\"Non-Lead - Copper\", INDEX($K:$K,)=\"Non-Lead - Plastic\", INDEX($K:$K,)=\"Non-Lead - Other\", INDEX($K:$K,)=\"Non-Lead - Material Unknown\", INDEX($K:$K,)=\"No System Owned Portion\"), OR(INDEX($Q:$Q,)=\"Galvanized Iron/Steel\", INDEX($Q:$Q,)=\"Non-Lead - Copper\", INDEX($Q:$Q,)=\"Non-Lead - Plastic\", INDEX($Q:$Q,)=\"Non-Lead - Other\", INDEX($Q:$Q,)=\"Non-Lead - Predictive Model\", INDEX($Q:$Q,)=\"No Customer Owned Portion\")), AND(OR( INDEX($K:$K,)=\"Galvanized Iron/Steel\", INDEX($K:$K,)=\"Non-Lead - Copper\", INDEX($K:$K,)=\"Non-Lead - Plastic\", INDEX($K:$K,)=\"Non-Lead - Other\", INDEX($K:$K,)=\"Non-Lead - Material Unknown\", INDEX($K:$K,)=\"No System Owned Portion\"), INDEX($M:$M,)=\"No\", INDEX($Q:$Q,)=\"Non-Lead - Material Unknown\")), \"Non-Lead\", \"Lead Status Unknown\"))))","v":""}]
[{"$f":"IF(AND(ISBLANK(INDEX($G:$G,)), ISBLANK(INDEX($C:$C,))), \"\", 'PWS Records (System Entry)'!$D$4)","v":""},{"$f":"IF(AND(ISBLANK(INDEX($G:$G,)), ISBLANK(INDEX($C:$C,))), \"\", 'PWS Records (System Entry)'!$D$3)","v":""},null,null,null,null,null,null,null,null,null,null,null,null,null,null,null,null,null,null,""]
[{"$f":"IF(AND(ISBLANK(INDEX($G:$G,)), ISBLANK(INDEX($C:$C,))), \"\", 'PWS Records (System Entry)'!$D$4)","v":""},{"$f":"IF(AND(ISBLANK(INDEX($G:$G,)), ISBLANK(INDEX($C:$C,))), \"\", 'PWS Records (System Entry)'!$D$3)","v":""},null,null,null,null,null,null,null,null,null,null,null,null,null,null,null,null,null,null,""]
[{"$f":"IF(AND(ISBLANK(INDEX($G:$G,)), ISBLANK(INDEX($C:$C,))), \"\", 'PWS Records (System Entry)'!$D$4)","v":""},{"$f":"IF(AND(ISBLANK(INDEX($G:$G,)), ISBLANK(INDEX($C:$C,))), \"\", 'PWS Records (System Entry)'!$D$3)","v":""},null,null,null,null,null,null,null,null,null,null,null,null,null,null,null,null,null,null,""]
[{"$f":"IF(AND(ISBLANK(INDEX($G:$G,)), ISBLANK(INDEX($C:$C,))), \"\", 'PWS Records (System Entry)'!$D$4)","v":""},{"$f":"IF(AND(ISBLANK(INDEX($G:$G,)), ISBLANK(INDEX($C:$C,))), \"\", 'PWS Records (System Entry)'!$D$3)","v":""},null,null,null,null,null,null,null,null,null,null,null,null,null,null,null,null,null,null,""]
[{"$f":"IF(AND(ISBLANK(INDEX($G:$G,)), ISBLANK(INDEX($C:$C,))), \"\", 'PWS Records (System Entry)'!$D$4)","v":""},{"$f":"IF(AND(ISBLANK(INDEX($G:$G,)), ISBLANK(INDEX($C:$C,))), \"\", 'PWS Records (System Entry)'!$D$3)","v":""},null,null,null,null,null,null,null,null,null,null,null,null,null,null,null,null,null,null,""]
[{"$f":"IF(AND(ISBLANK(INDEX($G:$G,)), ISBLANK(INDEX($C:$C,))), \"\", 'PWS Records (System Entry)'!$D$4)","v":""},{"$f":"IF(AND(ISBLANK(INDEX($G:$G,)), ISBLANK(INDEX($C:$C,))), \"\", 'PWS Records (System Entry)'!$D$3)","v":""},null,null,null,null,null,null,null,null,null,null,null,null,null,null,null,null,null,null,""]
[{"$f":"IF(AND(ISBLANK(INDEX($G:$G,)), ISBLANK(INDEX($C:$C,))), \"\", 'PWS Records (System Entry)'!$D$4)","v":""},{"$f":"IF(AND(ISBLANK(INDEX($G:$G,)), ISBLANK(INDEX($C:$C,))), \"\", 'PWS Records (System Entry)'!$D$3)","v":""},null,null,null,null,null,null,null,null,null,null,null,null,null,null,null,null,null,null,""]
[{"$f":"IF(AND(ISBLANK(INDEX($G:$G,)), ISBLANK(INDEX($C:$C,))), \"\", 'PWS Records (System Entry)'!$D$4)","v":""},{"$f":"IF(AND(ISBLANK(INDEX($G:$G,)), ISBLANK(INDEX($C:$C,))), \"\", 'PWS Records (System Entry)'!$D$3)","v":""},null,null,null,null,null,null,null,null,null,null,null,null,null,null,null,null,null,null,""]
[{"$f":"IF(AND(ISBLANK(INDEX($G:$G,)), ISBLANK(INDEX($C:$C,))), \"\", 'PWS Records (System Entry)'!$D$4)","v":""},{"$f":"IF(AND(ISBLANK(INDEX($G:$G,)), ISBLANK(INDEX($C:$C,))), \"\", 'PWS Records (System Entry)'!$D$3)","v":""},null,null,null,null,null,null,null,null,null,null,null,null,null,null,null,null,null,null,""]
[{"$f":"IF(AND(ISBLANK(INDEX($G:$G,)), ISBLANK(INDEX($C:$C,))), \"\", 'PWS Records (System Entry)'!$D$4)","v":""},{"$f":"IF(AND(ISBLANK(INDEX($G:$G,)), ISBLANK(INDEX($C:$C,))), \"\", 'PWS Records (System Entry)'!$D$3)","v":""},null,null,null,null,null,null,null,null,null,null,null,null,null,null,null,null,null,null,""]
[{"$f":"IF(AND(ISBLANK(INDEX($G:$G,)), ISBLANK(INDEX($C:$C,))), \"\", 'PWS Records (System Entry)'!$D$4)","v":""},{"$f":"IF(AND(ISBLANK(INDEX($G:$G,)), ISBLANK(INDEX($C:$C,))), \"\", 'PWS Records (System Entry)'!$D$3)","v":""},null,null,null,null,null,null,null,null,null,null,null,null,null,null,null,null,null,null,""]
[{"$f":"IF(AND(ISBLANK(INDEX($G:$G,)), ISBLANK(INDEX($C:$C,))), \"\", 'PWS Records (System Entry)'!$D$4)","v":""},{"$f":"IF(AND(ISBLANK(INDEX($G:$G,)), ISBLANK(INDEX($C:$C,))), \"\", 'PWS Records (System Entry)'!$D$3)","v":""},null,null,null,null,null,null,null,null,null,null,null,null,null,null,null,null,null,null,""]
[{"$f":"IF(AND(ISBLANK(INDEX($G:$G,)), ISBLANK(INDEX($C:$C,))), \"\", 'PWS Records (System Entry)'!$D$4)","v":""},{"$f":"IF(AND(ISBLANK(INDEX($G:$G,)), ISBLANK(INDEX($C:$C,))), \"\", 'PWS Records (System Entry)'!$D$3)","v":""},null,null,null,null,null,null,null,null,null,null,null,null,null,null,null,null,null,null,""]
[{"$f":"IF(AND(ISBLANK(INDEX($G:$G,)), ISBLANK(INDEX($C:$C,))), \"\", 'PWS Records (System Entry)'!$D$4)","v":""},{"$f":"IF(AND(ISBLANK(INDEX($G:$G,)), ISBLANK(INDEX($C:$C,))), \"\", 'PWS Records (System Entry)'!$D$3)","v":""},null,null,null,null,null,null,null,null,null,null,null,null,null,null,null,null,null,null,""]
[{"$f":"IF(AND(ISBLANK(INDEX($G:$G,)), ISBLANK(INDEX($C:$C,))), \"\", 'PWS Records (System Entry)'!$D$4)","v":""},{"$f":"IF(AND(ISBLANK(INDEX($G:$G,)), ISBLANK(INDEX($C:$C,))), \"\", 'PWS Records (System Entry)'!$D$3)","v":""},null,null,null,null,null,null,null,null,null,null,null,null,null,null,null,null,null,null,""]
[{"$f":"IF(AND(ISBLANK(INDEX($G:$G,)), ISBLANK(INDEX($C:$C,))), \"\", 'PWS Records (System Entry)'!$D$4)","v":""},{"$f":"IF(AND(ISBLANK(INDEX($G:$G,)), ISBLANK(INDEX($C:$C,))), \"\", 'PWS Records (System Entry)'!$D$3)","v":""},null,null,null,null,null,null,null,null,null,null,null,null,null,null,null,null,null,null,""]
[{"$f":"IF(AND(ISBLANK(INDEX($G:$G,)), ISBLANK(INDEX($C:$C,))), \"\", 'PWS Records (System Entry)'!$D$4)","v":""},{"$f":"IF(AND(ISBLANK(INDEX($G:$G,)), ISBLANK(INDEX($C:$C,))), \"\", 'PWS Records (System Entry)'!$D$3)","v":""},null,null,null,null,null,null,null,null,null,null,null,null,null,null,null,null,null,null,""]
[{"$f":"IF(AND(ISBLANK(INDEX($G:$G,)), ISBLANK(INDEX($C:$C,))), \"\", 'PWS Records (System Entry)'!$D$4)","v":""},{"$f":"IF(AND(ISBLANK(INDEX($G:$G,)), ISBLANK(INDEX($C:$C,))), \"\", 'PWS Records (System Entry)'!$D$3)","v":""},null,null,null,null,null,null,null,null,null,null,null,null,null,null,null,null,null,null,""]
[{"$f":"IF(AND(ISBLANK(INDEX($G:$G,)), ISBLANK(INDEX($C:$C,))), \"\", 'PWS Records (System Entry)'!$D$4)","v":""},{"$f":"IF(AND(ISBLANK(INDEX($G:$G,)), ISBLANK(INDEX($C:$C,))), \"\", 'PWS Records (System Entry)'!$D$3)","v":""},null,null,null,null,null,null,null,null,null,null,null,null,null,null,null,null,null,null,""]
[{"$f":"IF(AND(ISBLANK(INDEX($G:$G,)), ISBLANK(INDEX($C:$C,))), \"\", 'PWS Records (System Entry)'!$D$4)","v":""},{"$f":"IF(AND(ISBLANK(INDEX($G:$G,)), ISBLANK(INDEX($C:$C,))), \"\", 'PWS Records (System Entry)'!$D$3)","v":""},null,null,null,null,null,null,null,null,null,null,null,null,null,null,null,null,null,null,""]
[{"$f":"IF(AND(ISBLANK(INDEX($G:$G,)), ISBLANK(INDEX($C:$C,))), \"\", 'PWS Records (System Entry)'!$D$4)","v":""},{"$f":"IF(AND(ISBLANK(INDEX($G:$G,)), ISBLANK(INDEX($C:$C,))), \"\", 'PWS Records (System Entry)'!$D$3)","v":""},null,null,null,null,null,null,null,null,null,null,null,null,null,null,null,null,null,null,""]
[{"$f":"IF(AND(ISBLANK(INDEX($G:$G,)), ISBLANK(INDEX($C:$C,))), \"\", 'PWS Records (System Entry)'!$D$4)","v":""},{"$f":"IF(AND(ISBLANK(INDEX($G:$G,)), ISBLANK(INDEX($C:$C,))), \"\", 'PWS Records (System Entry)'!$D$3)","v":""},null,null,null,null,null,null,null,null,null,null,null,null,null,null,null,null,null,null,""]
[{"$f":"IF(AND(ISBLANK(INDEX($G:$G,)), ISBLANK(INDEX($C:$C,))), \"\", 'PWS Records (System Entry)'!$D$4)","v":""},{"$f":"IF(AND(ISBLANK(INDEX($G:$G,)), ISBLANK(INDEX($C:$C,))), \"\", 'PWS Records (System Entry)'!$D$3)","v":""},null,null,null,null,null,null,null,null,null,null,null,null,null,null,null,null,null,null,""]
[{"$f":"IF(AND(ISBLANK(INDEX($G:$G,)), ISBLANK(INDEX($C:$C,))), \"\", 'PWS Records (System Entry)'!$D$4)","v":""},{"$f":"IF(AND(ISBLANK(INDEX($G:$G,)), ISBLANK(INDEX($C:$C,))), \"\", 'PWS Records (System Entry)'!$D$3)","v":""},null,null,null,null,null,null,null,null,null,null,null,null,null,null,null,null,null,null,""]
[{"$f":"IF(AND(ISBLANK(INDEX($G:$G,)), ISBLANK(INDEX($C:$C,))), \"\", 'PWS Records (System Entry)'!$D$4)","v":""},{"$f":"IF(AND(ISBLANK(INDEX($G:$G,)), ISBLANK(INDEX($C:$C,))), \"\", 'PWS Records (System Entry)'!$D$3)","v":""},null,null,null,null,null,null,null,null,null,null,null,null,null,null,null,null,null,null,""]
[{"$f":"IF(AND(ISBLANK(INDEX($G:$G,)), ISBLANK(INDEX($C:$C,))), \"\", 'PWS Records (System Entry)'!$D$4)","v":""},{"$f":"IF(AND(ISBLANK(INDEX($G:$G,)), ISBLANK(INDEX($C:$C,))), \"\", 'PWS Records (System Entry)'!$D$3)","v":""},null,null,null,null,null,null,null,null,null,null,null,null,null,null,null,null,null,null,""]
[{"$f":"IF(AND(ISBLANK(INDEX($G:$G,)), ISBLANK(INDEX($C:$C,))), \"\", 'PWS Records (System Entry)'!$D$4)","v":""},{"$f":"IF(AND(ISBLANK(INDEX($G:$G,)), ISBLANK(INDEX($C:$C,))), \"\", 'PWS Records (System Entry)'!$D$3)","v":""},null,null,null,null,null,null,null,null,null,null,null,null,null,null,null,null,null,null,""]
[{"$f":"IF(AND(ISBLANK(INDEX($G:$G,)), ISBLANK(INDEX($C:$C,))), \"\", 'PWS Records (System Entry)'!$D$4)","v":""},{"$f":"IF(AND(ISBLANK(INDEX($G:$G,)), ISBLANK(INDEX($C:$C,))), \"\", 'PWS Records (System Entry)'!$D$3)","v":""},null,null,null,null,null,null,null,null,null,null,null,null,null,null,null,null,null,null,""]
[{"$f":"IF(AND(ISBLANK(INDEX($G:$G,)), ISBLANK(INDEX($C:$C,))), \"\", 'PWS Records (System Entry)'!$D$4)","v":""},{"$f":"IF(AND(ISBLANK(INDEX($G:$G,)), ISBLANK(INDEX($C:$C,))), \"\", 'PWS Records (System Entry)'!$D$3)","v":""},null,null,null,null,null,null,null,null,null,null,null,null,null,null,null,null,null,null,""]
[{"$f":"IF(AND(ISBLANK(INDEX($G:$G,)), ISBLANK(INDEX($C:$C,))), \"\", 'PWS Records (System Entry)'!$D$4)","v":""},{"$f":"IF(AND(ISBLANK(INDEX($G:$G,)), ISBLANK(INDEX($C:$C,))), \"\", 'PWS Records (System Entry)'!$D$3)","v":""},null,null,null,null,null,null,null,null,null,null,null,null,null,null,null,null,null,null,""]
[{"$f":"IF(AND(ISBLANK(INDEX($G:$G,)), ISBLANK(INDEX($C:$C,))), \"\", 'PWS Records (System Entry)'!$D$4)","v":""},{"$f":"IF(AND(ISBLANK(INDEX($G:$G,)), ISBLANK(INDEX($C:$C,))), \"\", 'PWS Records (System Entry)'!$D$3)","v":""},null,null,null,null,null,null,null,null,null,null,null,null,null,null,null,null,null,null,""]
[{"$f":"IF(AND(ISBLANK(INDEX($G:$G,)), ISBLANK(INDEX($C:$C,))), \"\", 'PWS Records (System Entry)'!$D$4)","v":""},{"$f":"IF(AND(ISBLANK(INDEX($G:$G,)), ISBLANK(INDEX($C:$C,))), \"\", 'PWS Records (System Entry)'!$D$3)","v":""},null,null,null,null,null,null,null,null,null,null,null,null,null,null,null,null,null,null,""]
[{"$f":"IF(AND(ISBLANK(INDEX($G:$G,)), ISBLANK(INDEX($C:$C,))), \"\", 'PWS Records (System Entry)'!$D$4)","v":""},{"$f":"IF(AND(ISBLANK(INDEX($G:$G,)), ISBLANK(INDEX($C:$C,))), \"\", 'PWS Records (System Entry)'!$D$3)","v":""},null,null,null,null,null,null,null,null,null,null,null,null,null,null,null,null,null,null,""]
[{"$f":"IF(AND(ISBLANK(INDEX($G:$G,)), ISBLANK(INDEX($C:$C,))), \"\", 'PWS Records (System Entry)'!$D$4)","v":""},{"$f":"IF(AND(ISBLANK(INDEX($G:$G,)), ISBLANK(INDEX($C:$C,))), \"\", 'PWS Records (System Entry)'!$D$3)","v":""},null,null,null,null,null,null,null,null,null,null,null,null,null,null,null,null,null,null,""]
[{"$f":"IF(AND(ISBLANK(INDEX($G:$G,)), ISBLANK(INDEX($C:$C,))), \"\", 'PWS Records (System Entry)'!$D$4)","v":""},{"$f":"IF(AND(ISBLANK(INDEX($G:$G,)), ISBLANK(INDEX($C:$C,))), \"\", 'PWS Records (System Entry)'!$D$3)","v":""},null,null,null,null,null,null,null,null,null,null,null,null,null,null,null,null,null,null,""]
[{"$f":"IF(AND(ISBLANK(INDEX($G:$G,)), ISBLANK(INDEX($C:$C,))), \"\", 'PWS Records (System Entry)'!$D$4)","v":""},{"$f":"IF(AND(ISBLANK(INDEX($G:$G,)), ISBLANK(INDEX($C:$C,))), \"\", 'PWS Records (System Entry)'!$D$3)","v":""},null,null,null,null,null,null,null,null,null,null,null,null,null,null,null,null,null,null,""]
[{"$f":"IF(AND(ISBLANK(INDEX($G:$G,)), ISBLANK(INDEX($C:$C,))), \"\", 'PWS Records (System Entry)'!$D$4)","v":""},{"$f":"IF(AND(ISBLANK(INDEX($G:$G,)), ISBLANK(INDEX($C:$C,))), \"\", 'PWS Records (System Entry)'!$D$3)","v":""},null,null,null,null,null,null,null,null,null,null,null,null,null,null,null,null,null,null,""]
[{"$f":"IF(AND(ISBLANK(INDEX($G:$G,)), ISBLANK(INDEX($C:$C,))), \"\", 'PWS Records (System Entry)'!$D$4)","v":""},{"$f":"IF(AND(ISBLANK(INDEX($G:$G,)), ISBLANK(INDEX($C:$C,))), \"\", 'PWS Records (System Entry)'!$D$3)","v":""},null,null,null,null,null,null,null,null,null,null,null,null,null,null,null,null,null,null,""]
[{"$f":"IF(AND(ISBLANK(INDEX($G:$G,)), ISBLANK(INDEX($C:$C,))), \"\", 'PWS Records (System Entry)'!$D$4)","v":""},{"$f":"IF(AND(ISBLANK(INDEX($G:$G,)), ISBLANK(INDEX($C:$C,))), \"\", 'PWS Records (System Entry)'!$D$3)","v":""},null,null,null,null,null,null,null,null,null,null,null,null,null,null,null,null,null,null,""]
[{"$f":"IF(AND(ISBLANK(INDEX($G:$G,)), ISBLANK(INDEX($C:$C,))), \"\", 'PWS Records (System Entry)'!$D$4)","v":""},{"$f":"IF(AND(ISBLANK(INDEX($G:$G,)), ISBLANK(INDEX($C:$C,))), \"\", 'PWS Records (System Entry)'!$D$3)","v":""},null,null,null,null,null,null,null,null,null,null,null,null,null,null,null,null,null,null,""]
[{"$f":"IF(AND(ISBLANK(INDEX($G:$G,)), ISBLANK(INDEX($C:$C,))), \"\", 'PWS Records (System Entry)'!$D$4)","v":""},{"$f":"IF(AND(ISBLANK(INDEX($G:$G,)), ISBLANK(INDEX($C:$C,))), \"\", 'PWS Records (System Entry)'!$D$3)","v":""},null,null,null,null,null,null,null,null,null,null,null,null,null,null,null,null,null,null,""]
[{"$f":"IF(AND(ISBLANK(INDEX($G:$G,)), ISBLANK(INDEX($C:$C,))), \"\", 'PWS Records (System Entry)'!$D$4)","v":""},{"$f":"IF(AND(ISBLANK(INDEX($G:$G,)), ISBLANK(INDEX($C:$C,))), \"\", 'PWS Records (System Entry)'!$D$3)","v":""},null,null,null,null,null,null,null,null,null,null,null,null,null,null,null,null,null,null,""]
[{"$f":"IF(AND(ISBLANK(INDEX($G:$G,)), ISBLANK(INDEX($C:$C,))), \"\", 'PWS Records (System Entry)'!$D$4)","v":""},{"$f":"IF(AND(ISBLANK(INDEX($G:$G,)), ISBLANK(INDEX($C:$C,))), \"\", 'PWS Records (System Entry)'!$D$3)","v":""},null,null,null,null,null,null,null,null,null,null,null,null,null,null,null,null,null,null,""]
[{"$f":"IF(AND(ISBLANK(INDEX($G:$G,)), ISBLANK(INDEX($C:$C,))), \"\", 'PWS Records (System Entry)'!$D$4)","v":""},{"$f":"IF(AND(ISBLANK(INDEX($G:$G,)), ISBLANK(INDEX($C:$C,))), \"\", 'PWS Records (System Entry)'!$D$3)","v":""},null,null,null,null,null,null,null,null,null,null,null,null,null,null,null,null,null,null,""]
[{"$f":"IF(AND(ISBLANK(INDEX($G:$G,)), ISBLANK(INDEX($C:$C,))), \"\", 'PWS Records (System Entry)'!$D$4)","v":""},{"$f":"IF(AND(ISBLANK(INDEX($G:$G,)), ISBLANK(INDEX($C:$C,))), \"\", 'PWS Records (System Entry)'!$D$3)","v":""},null,null,null,null,null,null,null,null,null,null,null,null,null,null,null,null,null,null,""]
[{"$f":"IF(AND(ISBLANK(INDEX($G:$G,)), ISBLANK(INDEX($C:$C,))), \"\", 'PWS Records (System Entry)'!$D$4)","v":""},{"$f":"IF(AND(ISBLANK(INDEX($G:$G,)), ISBLANK(INDEX($C:$C,))), \"\", 'PWS Records (System Entry)'!$D$3)","v":""},null,null,null,null,null,null,null,null,null,null,null,null,null,null,null,null,null,null,""]
[{"$f":"IF(AND(ISBLANK(INDEX($G:$G,)), ISBLANK(INDEX($C:$C,))), \"\", 'PWS Records (System Entry)'!$D$4)","v":""},{"$f":"IF(AND(ISBLANK(INDEX($G:$G,)), ISBLANK(INDEX($C:$C,))), \"\", 'PWS Records (System Entry)'!$D$3)","v":""},null,null,null,null,null,null,null,null,null,null,null,null,null,null,null,null,null,null,""]
[{"$f":"IF(AND(ISBLANK(INDEX($G:$G,)), ISBLANK(INDEX($C:$C,))), \"\", 'PWS Records (System Entry)'!$D$4)","v":""},{"$f":"IF(AND(ISBLANK(INDEX($G:$G,)), ISBLANK(INDEX($C:$C,))), \"\", 'PWS Records (System Entry)'!$D$3)","v":""},null,null,null,null,null,null,null,null,null,null,null,null,null,null,null,null,null,null,""]
[{"$f":"IF(AND(ISBLANK(INDEX($G:$G,)), ISBLANK(INDEX($C:$C,))), \"\", 'PWS Records (System Entry)'!$D$4)","v":""},{"$f":"IF(AND(ISBLANK(INDEX($G:$G,)), ISBLANK(INDEX($C:$C,))), \"\", 'PWS Records (System Entry)'!$D$3)","v":""},null,null,null,null,null,null,null,null,null,null,null,null,null,null,null,null,null,null,""]
[{"$f":"IF(AND(ISBLANK(INDEX($G:$G,)), ISBLANK(INDEX($C:$C,))), \"\", 'PWS Records (System Entry)'!$D$4)","v":""},{"$f":"IF(AND(ISBLANK(INDEX($G:$G,)), ISBLANK(INDEX($C:$C,))), \"\", 'PWS Records (System Entry)'!$D$3)","v":""},null,null,null,null,null,null,null,null,null,null,null,null,null,null,null,null,null,null,""]
[{"$f":"IF(AND(ISBLANK(INDEX($G:$G,)), ISBLANK(INDEX($C:$C,))), \"\", 'PWS Records (System Entry)'!$D$4)","v":""},{"$f":"IF(AND(ISBLANK(INDEX($G:$G,)), ISBLANK(INDEX($C:$C,))), \"\", 'PWS Records (System Entry)'!$D$3)","v":""},null,null,null,null,null,null,null,null,null,null,null,null,null,null,null,null,null,null,""]
[{"$f":"IF(AND(ISBLANK(INDEX($G:$G,)), ISBLANK(INDEX($C:$C,))), \"\", 'PWS Records (System Entry)'!$D$4)","v":""},{"$f":"IF(AND(ISBLANK(INDEX($G:$G,)), ISBLANK(INDEX($C:$C,))), \"\", 'PWS Records (System Entry)'!$D$3)","v":""},null,null,null,null,null,null,null,null,null,null,null,null,null,null,null,null,null,null,""]
[{"$f":"IF(AND(ISBLANK(INDEX($G:$G,)), ISBLANK(INDEX($C:$C,))), \"\", 'PWS Records (System Entry)'!$D$4)","v":""},{"$f":"IF(AND(ISBLANK(INDEX($G:$G,)), ISBLANK(INDEX($C:$C,))), \"\", 'PWS Records (System Entry)'!$D$3)","v":""},null,null,null,null,null,null,null,null,null,null,null,null,null,null,null,null,null,null,""]
[{"$f":"IF(AND(ISBLANK(INDEX($G:$G,)), ISBLANK(INDEX($C:$C,))), \"\", 'PWS Records (System Entry)'!$D$4)","v":""},{"$f":"IF(AND(ISBLANK(INDEX($G:$G,)), ISBLANK(INDEX($C:$C,))), \"\", 'PWS Records (System Entry)'!$D$3)","v":""},null,null,null,null,null,null,null,null,null,null,null,null,null,null,null,null,null,null,""]
[{"$f":"IF(AND(ISBLANK(INDEX($G:$G,)), ISBLANK(INDEX($C:$C,))), \"\", 'PWS Records (System Entry)'!$D$4)","v":""},{"$f":"IF(AND(ISBLANK(INDEX($G:$G,)), ISBLANK(INDEX($C:$C,))), \"\", 'PWS Records (System Entry)'!$D$3)","v":""},null,null,null,null,null,null,null,null,null,null,null,null,null,null,null,null,null,null,""]
[{"$f":"IF(AND(ISBLANK(INDEX($G:$G,)), ISBLANK(INDEX($C:$C,))), \"\", 'PWS Records (System Entry)'!$D$4)","v":""},{"$f":"IF(AND(ISBLANK(INDEX($G:$G,)), ISBLANK(INDEX($C:$C,))), \"\", 'PWS Records (System Entry)'!$D$3)","v":""},null,null,null,null,null,null,null,null,null,null,null,null,null,null,null,null,null,null,""]
[{"$f":"IF(AND(ISBLANK(INDEX($G:$G,)), ISBLANK(INDEX($C:$C,))), \"\", 'PWS Records (System Entry)'!$D$4)","v":""},{"$f":"IF(AND(ISBLANK(INDEX($G:$G,)), ISBLANK(INDEX($C:$C,))), \"\", 'PWS Records (System Entry)'!$D$3)","v":""},null,null,null,null,null,null,null,null,null,null,null,null,null,null,null,null,null,null,""]
[{"$f":"IF(AND(ISBLANK(INDEX($G:$G,)), ISBLANK(INDEX($C:$C,))), \"\", 'PWS Records (System Entry)'!$D$4)","v":""},{"$f":"IF(AND(ISBLANK(INDEX($G:$G,)), ISBLANK(INDEX($C:$C,))), \"\", 'PWS Records (System Entry)'!$D$3)","v":""},null,null,null,null,null,null,null,null,null,null,null,null,null,null,null,null,null,null,""]
[{"$f":"IF(AND(ISBLANK(INDEX($G:$G,)), ISBLANK(INDEX($C:$C,))), \"\", 'PWS Records (System Entry)'!$D$4)","v":""},{"$f":"IF(AND(ISBLANK(INDEX($G:$G,)), ISBLANK(INDEX($C:$C,))), \"\", 'PWS Records (System Entry)'!$D$3)","v":""},null,null,null,null,null,null,null,null,null,null,null,null,null,null,null,null,null,null,""]
[{"$f":"IF(AND(ISBLANK(INDEX($G:$G,)), ISBLANK(INDEX($C:$C,))), \"\", 'PWS Records (System Entry)'!$D$4)","v":""},{"$f":"IF(AND(ISBLANK(INDEX($G:$G,)), ISBLANK(INDEX($C:$C,))), \"\", 'PWS Records (System Entry)'!$D$3)","v":""},null,null,null,null,null,null,null,null,null,null,null,null,null,null,null,null,null,null,""]
[{"$f":"IF(AND(ISBLANK(INDEX($G:$G,)), ISBLANK(INDEX($C:$C,))), \"\", 'PWS Records (System Entry)'!$D$4)","v":""},{"$f":"IF(AND(ISBLANK(INDEX($G:$G,)), ISBLANK(INDEX($C:$C,))), \"\", 'PWS Records (System Entry)'!$D$3)","v":""},null,null,null,null,null,null,null,null,null,null,null,null,null,null,null,null,null,null,""]
[{"$f":"IF(AND(ISBLANK(INDEX($G:$G,)), ISBLANK(INDEX($C:$C,))), \"\", 'PWS Records (System Entry)'!$D$4)","v":""},{"$f":"IF(AND(ISBLANK(INDEX($G:$G,)), ISBLANK(INDEX($C:$C,))), \"\", 'PWS Records (System Entry)'!$D$3)","v":""},null,null,null,null,null,null,null,null,null,null,null,null,null,null,null,null,null,null,""]
[{"$f":"IF(AND(ISBLANK(INDEX($G:$G,)), ISBLANK(INDEX($C:$C,))), \"\", 'PWS Records (System Entry)'!$D$4)","v":""},{"$f":"IF(AND(ISBLANK(INDEX($G:$G,)), ISBLANK(INDEX($C:$C,))), \"\", 'PWS Records (System Entry)'!$D$3)","v":""},null,null,null,null,null,null,null,null,null,null,null,null,null,null,null,null,null,null,""]
[{"$f":"IF(AND(ISBLANK(INDEX($G:$G,)), ISBLANK(INDEX($C:$C,))), \"\", 'PWS Records (System Entry)'!$D$4)","v":""},{"$f":"IF(AND(ISBLANK(INDEX($G:$G,)), ISBLANK(INDEX($C:$C,))), \"\", 'PWS Records (System Entry)'!$D$3)","v":""},null,null,null,null,null,null,null,null,null,null,null,null,null,null,null,null,null,null,{"$f":"IF(AND(INDEX($K:$K,)=\"\", INDEX($L:$L,)=\"\", INDEX($M:$M,)=\"\", INDEX($Q:$Q,)=\"\", INDEX($R:$R,)=\"\"), \"\", IF(OR(INDEX($K:$K,)=\"Lead\",INDEX($Q:$Q,)=\"Lead\"),\"Lead\",IF(OR(AND(OR(INDEX($M:$M,)=\"Yes\", INDEX($M:$M,)=\"Don't Know\", INDEX($M:$M,)=\"\"), INDEX($Q:$Q,)=\"Galvanized Iron/Steel\"), AND(INDEX($K:$K,)=\"Unknown\", INDEX($M:$M,)=\"No\", INDEX($Q:$Q,)=\"Galvanized Iron/Steel\")), \"Galvanized Requiring Replacement\", IF(OR(AND(OR(INDEX($K:$K,)=\"Galvanized Iron/Steel\", INDEX($K:$K,)=\"Non-Lead - Copper\", INDEX($K:$K,)=\"Non-Lead - Plastic\", INDEX($K:$K,)=\"Non-Lead - Other\", INDEX($K:$K,)=\"Non-Lead - Material Unknown\", INDEX($K:$K,)=\"No System Owned Portion\"), OR(INDEX($Q:$Q,)=\"Galvanized Iron/Steel\", INDEX($Q:$Q,)=\"Non-Lead - Copper\", INDEX($Q:$Q,)=\"Non-Lead - Plastic\", INDEX($Q:$Q,)=\"Non-Lead - Other\", INDEX($Q:$Q,)=\"Non-Lead - Predictive Model\", INDEX($Q:$Q,)=\"No Customer Owned Portion\")), AND(OR( INDEX($K:$K,)=\"Galvanized Iron/Steel\", INDEX($K:$K,)=\"Non-Lead - Copper\", INDEX($K:$K,)=\"Non-Lead - Plastic\", INDEX($K:$K,)=\"Non-Lead - Other\", INDEX($K:$K,)=\"Non-Lead - Material Unknown\", INDEX($K:$K,)=\"No System Owned Portion\"), INDEX($M:$M,)=\"No\", INDEX($Q:$Q,)=\"Non-Lead - Material Unknown\")), \"Non-Lead\", \"Lead Status Unknown\"))))","v":""}]
[{"$f":"IF(AND(ISBLANK(INDEX($G:$G,)), ISBLANK(INDEX($C:$C,))), \"\", 'PWS Records (System Entry)'!$D$4)","v":""},{"$f":"IF(AND(ISBLANK(INDEX($G:$G,)), ISBLANK(INDEX($C:$C,))), \"\", 'PWS Records (System Entry)'!$D$3)","v":""},null,null,null,null,null,null,null,null,null,null,null,null,null,null,null,null,null,null,""]
[{"$f":"IF(AND(ISBLANK(INDEX($G:$G,)), ISBLANK(INDEX($C:$C,))), \"\", 'PWS Records (System Entry)'!$D$4)","v":""},{"$f":"IF(AND(ISBLANK(INDEX($G:$G,)), ISBLANK(INDEX($C:$C,))), \"\", 'PWS Records (System Entry)'!$D$3)","v":""},null,null,null,null,null,null,null,null,null,null,null,null,null,null,null,null,null,null,""]
[{"$f":"IF(AND(ISBLANK(INDEX($G:$G,)), ISBLANK(INDEX($C:$C,))), \"\", 'PWS Records (System Entry)'!$D$4)","v":""},{"$f":"IF(AND(ISBLANK(INDEX($G:$G,)), ISBLANK(INDEX($C:$C,))), \"\", 'PWS Records (System Entry)'!$D$3)","v":""},null,null,null,null,null,null,null,null,null,null,null,null,null,null,null,null,null,null,""]
[{"$f":"IF(AND(ISBLANK(INDEX($G:$G,)), ISBLANK(INDEX($C:$C,))), \"\", 'PWS Records (System Entry)'!$D$4)","v":""},{"$f":"IF(AND(ISBLANK(INDEX($G:$G,)), ISBLANK(INDEX($C:$C,))), \"\", 'PWS Records (System Entry)'!$D$3)","v":""},null,null,null,null,null,null,null,null,null,null,null,null,null,null,null,null,null,null,""]
[{"$f":"IF(AND(ISBLANK(INDEX($G:$G,)), ISBLANK(INDEX($C:$C,))), \"\", 'PWS Records (System Entry)'!$D$4)","v":""},{"$f":"IF(AND(ISBLANK(INDEX($G:$G,)), ISBLANK(INDEX($C:$C,))), \"\", 'PWS Records (System Entry)'!$D$3)","v":""},null,null,null,null,null,null,null,null,null,null,null,null,null,null,null,null,null,null,""]
[{"$f":"IF(AND(ISBLANK(INDEX($G:$G,)), ISBLANK(INDEX($C:$C,))), \"\", 'PWS Records (System Entry)'!$D$4)","v":""},{"$f":"IF(AND(ISBLANK(INDEX($G:$G,)), ISBLANK(INDEX($C:$C,))), \"\", 'PWS Records (System Entry)'!$D$3)","v":""},null,null,null,null,null,null,null,null,null,null,null,null,null,null,null,null,null,null,""]
[{"$f":"IF(AND(ISBLANK(INDEX($G:$G,)), ISBLANK(INDEX($C:$C,))), \"\", 'PWS Records (System Entry)'!$D$4)","v":""},{"$f":"IF(AND(ISBLANK(INDEX($G:$G,)), ISBLANK(INDEX($C:$C,))), \"\", 'PWS Records (System Entry)'!$D$3)","v":""},null,null,null,null,null,null,null,null,null,null,null,null,null,null,null,null,null,null,""]
[{"$f":"IF(AND(ISBLANK(INDEX($G:$G,)), ISBLANK(INDEX($C:$C,))), \"\", 'PWS Records (System Entry)'!$D$4)","v":""},{"$f":"IF(AND(ISBLANK(INDEX($G:$G,)), ISBLANK(INDEX($C:$C,))), \"\", 'PWS Records (System Entry)'!$D$3)","v":""},null,null,null,null,null,null,null,null,null,null,null,null,null,null,null,null,null,null,""]
[{"$f":"IF(AND(ISBLANK(INDEX($G:$G,)), ISBLANK(INDEX($C:$C,))), \"\", 'PWS Records (System Entry)'!$D$4)","v":""},{"$f":"IF(AND(ISBLANK(INDEX($G:$G,)), ISBLANK(INDEX($C:$C,))), \"\", 'PWS Records (System Entry)'!$D$3)","v":""},null,null,null,null,null,null,null,null,null,null,null,null,null,null,null,null,null,null,""]
[{"$f":"IF(AND(ISBLANK(INDEX($G:$G,)), ISBLANK(INDEX($C:$C,))), \"\", 'PWS Records (System Entry)'!$D$4)","v":""},{"$f":"IF(AND(ISBLANK(INDEX($G:$G,)), ISBLANK(INDEX($C:$C,))), \"\", 'PWS Records (System Entry)'!$D$3)","v":""},null,null,null,null,null,null,null,null,null,null,null,null,null,null,null,null,null,null,""]
[{"$f":"IF(AND(ISBLANK(INDEX($G:$G,)), ISBLANK(INDEX($C:$C,))), \"\", 'PWS Records (System Entry)'!$D$4)","v":""},{"$f":"IF(AND(ISBLANK(INDEX($G:$G,)), ISBLANK(INDEX($C:$C,))), \"\", 'PWS Records (System Entry)'!$D$3)","v":""},null,null,null,null,null,null,null,null,null,null,null,null,null,null,null,null,null,null,{"$f":"IF(AND(INDEX($K:$K,)=\"\", INDEX($L:$L,)=\"\", INDEX($M:$M,)=\"\", INDEX($Q:$Q,)=\"\", INDEX($R:$R,)=\"\"), \"\", IF(OR(INDEX($K:$K,)=\"Lead\",INDEX($Q:$Q,)=\"Lead\"),\"Lead\",IF(OR(AND(OR(INDEX($M:$M,)=\"Yes\", INDEX($M:$M,)=\"Don't Know\", INDEX($M:$M,)=\"\"), INDEX($Q:$Q,)=\"Galvanized Iron/Steel\"), AND(INDEX($K:$K,)=\"Unknown\", INDEX($M:$M,)=\"No\", INDEX($Q:$Q,)=\"Galvanized Iron/Steel\")), \"Galvanized Requiring Replacement\", IF(OR(AND(OR(INDEX($K:$K,)=\"Galvanized Iron/Steel\", INDEX($K:$K,)=\"Non-Lead - Copper\", INDEX($K:$K,)=\"Non-Lead - Plastic\", INDEX($K:$K,)=\"Non-Lead - Other\", INDEX($K:$K,)=\"Non-Lead - Material Unknown\", INDEX($K:$K,)=\"No System Owned Portion\"), OR(INDEX($Q:$Q,)=\"Galvanized Iron/Steel\", INDEX($Q:$Q,)=\"Non-Lead - Copper\", INDEX($Q:$Q,)=\"Non-Lead - Plastic\", INDEX($Q:$Q,)=\"Non-Lead - Other\", INDEX($Q:$Q,)=\"Non-Lead - Predictive Model\", INDEX($Q:$Q,)=\"No Customer Owned Portion\")), AND(OR( INDEX($K:$K,)=\"Galvanized Iron/Steel\", INDEX($K:$K,)=\"Non-Lead - Copper\", INDEX($K:$K,)=\"Non-Lead - Plastic\", INDEX($K:$K,)=\"Non-Lead - Other\", INDEX($K:$K,)=\"Non-Lead - Material Unknown\", INDEX($K:$K,)=\"No System Owned Portion\"), INDEX($M:$M,)=\"No\", INDEX($Q:$Q,)=\"Non-Lead - Material Unknown\")), \"Non-Lead\", \"Lead Status Unknown\"))))","v":""}]
[{"$f":"IF(AND(ISBLANK(INDEX($G:$G,)), ISBLANK(INDEX($C:$C,))), \"\", 'PWS Records (System Entry)'!$D$4)","v":""},{"$f":"IF(AND(ISBLANK(INDEX($G:$G,)), ISBLANK(INDEX($C:$C,))), \"\", 'PWS Records (System Entry)'!$D$3)","v":""},null,null,null,null,null,null,null,null,null,null,null,null,null,null,null,null,null,null,""]
[{"$f":"IF(AND(ISBLANK(INDEX($G:$G,)), ISBLANK(INDEX($C:$C,))), \"\", 'PWS Records (System Entry)'!$D$4)","v":""},{"$f":"IF(AND(ISBLANK(INDEX($G:$G,)), ISBLANK(INDEX($C:$C,))), \"\", 'PWS Records (System Entry)'!$D$3)","v":""},null,null,null,null,null,null,null,null,null,null,null,null,null,null,null,null,null,null,""]
[{"$f":"IF(AND(ISBLANK(INDEX($G:$G,)), ISBLANK(INDEX($C:$C,))), \"\", 'PWS Records (System Entry)'!$D$4)","v":""},{"$f":"IF(AND(ISBLANK(INDEX($G:$G,)), ISBLANK(INDEX($C:$C,))), \"\", 'PWS Records (System Entry)'!$D$3)","v":""},null,null,null,null,null,null,null,null,null,null,null,null,null,null,null,null,null,null,""]
[{"$f":"IF(AND(ISBLANK(INDEX($G:$G,)), ISBLANK(INDEX($C:$C,))), \"\", 'PWS Records (System Entry)'!$D$4)","v":""},{"$f":"IF(AND(ISBLANK(INDEX($G:$G,)), ISBLANK(INDEX($C:$C,))), \"\", 'PWS Records (System Entry)'!$D$3)","v":""},null,null,null,null,null,null,null,null,null,null,null,null,null,null,null,null,null,null,""]
[{"$f":"IF(AND(ISBLANK(INDEX($G:$G,)), ISBLANK(INDEX($C:$C,))), \"\", 'PWS Records (System Entry)'!$D$4)","v":""},{"$f":"IF(AND(ISBLANK(INDEX($G:$G,)), ISBLANK(INDEX($C:$C,))), \"\", 'PWS Records (System Entry)'!$D$3)","v":""},null,null,null,null,null,null,null,null,null,null,null,null,null,null,null,null,null,null,""]
[{"$f":"IF(AND(ISBLANK(INDEX($G:$G,)), ISBLANK(INDEX($C:$C,))), \"\", 'PWS Records (System Entry)'!$D$4)","v":""},{"$f":"IF(AND(ISBLANK(INDEX($G:$G,)), ISBLANK(INDEX($C:$C,))), \"\", 'PWS Records (System Entry)'!$D$3)","v":""},null,null,null,null,null,null,null,null,null,null,null,null,null,null,null,null,null,null,""]
[{"$f":"IF(AND(ISBLANK(INDEX($G:$G,)), ISBLANK(INDEX($C:$C,))), \"\", 'PWS Records (System Entry)'!$D$4)","v":""},{"$f":"IF(AND(ISBLANK(INDEX($G:$G,)), ISBLANK(INDEX($C:$C,))), \"\", 'PWS Records (System Entry)'!$D$3)","v":""},null,null,null,null,null,null,null,null,null,null,null,null,null,null,null,null,null,null,""]
[{"$f":"IF(AND(ISBLANK(INDEX($G:$G,)), ISBLANK(INDEX($C:$C,))), \"\", 'PWS Records (System Entry)'!$D$4)","v":""},{"$f":"IF(AND(ISBLANK(INDEX($G:$G,)), ISBLANK(INDEX($C:$C,))), \"\", 'PWS Records (System Entry)'!$D$3)","v":""},null,null,null,null,null,null,null,null,null,null,null,null,null,null,null,null,null,null,""]
[{"$f":"IF(AND(ISBLANK(INDEX($G:$G,)), ISBLANK(INDEX($C:$C,))), \"\", 'PWS Records (System Entry)'!$D$4)","v":""},{"$f":"IF(AND(ISBLANK(INDEX($G:$G,)), ISBLANK(INDEX($C:$C,))), \"\", 'PWS Records (System Entry)'!$D$3)","v":""},null,null,null,null,null,null,null,null,null,null,null,null,null,null,null,null,null,null,""]
[{"$f":"IF(AND(ISBLANK(INDEX($G:$G,)), ISBLANK(INDEX($C:$C,))), \"\", 'PWS Records (System Entry)'!$D$4)","v":""},{"$f":"IF(AND(ISBLANK(INDEX($G:$G,)), ISBLANK(INDEX($C:$C,))), \"\", 'PWS Records (System Entry)'!$D$3)","v":""},null,null,null,null,null,null,null,null,null,null,null,null,null,null,null,null,null,null,""]
[{"$f":"IF(AND(ISBLANK(INDEX($G:$G,)), ISBLANK(INDEX($C:$C,))), \"\", 'PWS Records (System Entry)'!$D$4)","v":""},{"$f":"IF(AND(ISBLANK(INDEX($G:$G,)), ISBLANK(INDEX($C:$C,))), \"\", 'PWS Records (System Entry)'!$D$3)","v":""},null,null,null,null,null,null,null,null,null,null,null,null,null,null,null,null,null,null,{"$f":"IF(AND(INDEX($K:$K,)=\"\", INDEX($L:$L,)=\"\", INDEX($M:$M,)=\"\", INDEX($Q:$Q,)=\"\", INDEX($R:$R,)=\"\"), \"\", IF(OR(INDEX($K:$K,)=\"Lead\",INDEX($Q:$Q,)=\"Lead\"),\"Lead\",IF(OR(AND(OR(INDEX($M:$M,)=\"Yes\", INDEX($M:$M,)=\"Don't Know\", INDEX($M:$M,)=\"\"), INDEX($Q:$Q,)=\"Galvanized Iron/Steel\"), AND(INDEX($K:$K,)=\"Unknown\", INDEX($M:$M,)=\"No\", INDEX($Q:$Q,)=\"Galvanized Iron/Steel\")), \"Galvanized Requiring Replacement\", IF(OR(AND(OR(INDEX($K:$K,)=\"Galvanized Iron/Steel\", INDEX($K:$K,)=\"Non-Lead - Copper\", INDEX($K:$K,)=\"Non-Lead - Plastic\", INDEX($K:$K,)=\"Non-Lead - Other\", INDEX($K:$K,)=\"Non-Lead - Material Unknown\", INDEX($K:$K,)=\"No System Owned Portion\"), OR(INDEX($Q:$Q,)=\"Galvanized Iron/Steel\", INDEX($Q:$Q,)=\"Non-Lead - Copper\", INDEX($Q:$Q,)=\"Non-Lead - Plastic\", INDEX($Q:$Q,)=\"Non-Lead - Other\", INDEX($Q:$Q,)=\"Non-Lead - Predictive Model\", INDEX($Q:$Q,)=\"No Customer Owned Portion\")), AND(OR( INDEX($K:$K,)=\"Galvanized Iron/Steel\", INDEX($K:$K,)=\"Non-Lead - Copper\", INDEX($K:$K,)=\"Non-Lead - Plastic\", INDEX($K:$K,)=\"Non-Lead - Other\", INDEX($K:$K,)=\"Non-Lead - Material Unknown\", INDEX($K:$K,)=\"No System Owned Portion\"), INDEX($M:$M,)=\"No\", INDEX($Q:$Q,)=\"Non-Lead - Material Unknown\")), \"Non-Lead\", \"Lead Status Unknown\"))))","v":""}]
[{"$f":"IF(AND(ISBLANK(INDEX($G:$G,)), ISBLANK(INDEX($C:$C,))), \"\", 'PWS Records (System Entry)'!$D$4)","v":""},{"$f":"IF(AND(ISBLANK(INDEX($G:$G,)), ISBLANK(INDEX($C:$C,))), \"\", 'PWS Records (System Entry)'!$D$3)","v":""},null,null,null,null,null,null,null,null,null,null,null,null,null,null,null,null,null,null,""]
[{"$f":"IF(AND(ISBLANK(INDEX($G:$G,)), ISBLANK(INDEX($C:$C,))), \"\", 'PWS Records (System Entry)'!$D$4)","v":""},{"$f":"IF(AND(ISBLANK(INDEX($G:$G,)), ISBLANK(INDEX($C:$C,))), \"\", 'PWS Records (System Entry)'!$D$3)","v":""},null,null,null,null,null,null,null,null,null,null,null,null,null,null,null,null,null,null,""]
[{"$f":"IF(AND(ISBLANK(INDEX($G:$G,)), ISBLANK(INDEX($C:$C,))), \"\", 'PWS Records (System Entry)'!$D$4)","v":""},{"$f":"IF(AND(ISBLANK(INDEX($G:$G,)), ISBLANK(INDEX($C:$C,))), \"\", 'PWS Records (System Entry)'!$D$3)","v":""},null,null,null,null,null,null,null,null,null,null,null,null,null,null,null,null,null,null,""]
[{"$f":"IF(AND(ISBLANK(INDEX($G:$G,)), ISBLANK(INDEX($C:$C,))), \"\", 'PWS Records (System Entry)'!$D$4)","v":""},{"$f":"IF(AND(ISBLANK(INDEX($G:$G,)), ISBLANK(INDEX($C:$C,))), \"\", 'PWS Records (System Entry)'!$D$3)","v":""},null,null,null,null,null,null,null,null,null,null,null,null,null,null,null,null,null,null,""]
[{"$f":"IF(AND(ISBLANK(INDEX($G:$G,)), ISBLANK(INDEX($C:$C,))), \"\", 'PWS Records (System Entry)'!$D$4)","v":""},{"$f":"IF(AND(ISBLANK(INDEX($G:$G,)), ISBLANK(INDEX($C:$C,))), \"\", 'PWS Records (System Entry)'!$D$3)","v":""},null,null,null,null,null,null,null,null,null,null,null,null,null,null,null,null,null,null,""]
[{"$f":"IF(AND(ISBLANK(INDEX($G:$G,)), ISBLANK(INDEX($C:$C,))), \"\", 'PWS Records (System Entry)'!$D$4)","v":""},{"$f":"IF(AND(ISBLANK(INDEX($G:$G,)), ISBLANK(INDEX($C:$C,))), \"\", 'PWS Records (System Entry)'!$D$3)","v":""},null,null,null,null,null,null,null,null,null,null,null,null,null,null,null,null,null,null,""]
[{"$f":"IF(AND(ISBLANK(INDEX($G:$G,)), ISBLANK(INDEX($C:$C,))), \"\", 'PWS Records (System Entry)'!$D$4)","v":""},{"$f":"IF(AND(ISBLANK(INDEX($G:$G,)), ISBLANK(INDEX($C:$C,))), \"\", 'PWS Records (System Entry)'!$D$3)","v":""},null,null,null,null,null,null,null,null,null,null,null,null,null,null,null,null,null,null,""]
[{"$f":"IF(AND(ISBLANK(INDEX($G:$G,)), ISBLANK(INDEX($C:$C,))), \"\", 'PWS Records (System Entry)'!$D$4)","v":""},{"$f":"IF(AND(ISBLANK(INDEX($G:$G,)), ISBLANK(INDEX($C:$C,))), \"\", 'PWS Records (System Entry)'!$D$3)","v":""},null,null,null,null,null,null,null,null,null,null,null,null,null,null,null,null,null,null,""]
[{"$f":"IF(AND(ISBLANK(INDEX($G:$G,)), ISBLANK(INDEX($C:$C,))), \"\", 'PWS Records (System Entry)'!$D$4)","v":""},{"$f":"IF(AND(ISBLANK(INDEX($G:$G,)), ISBLANK(INDEX($C:$C,))), \"\", 'PWS Records (System Entry)'!$D$3)","v":""},null,null,null,null,null,null,null,null,null,null,null,null,null,null,null,null,null,null,""]
[{"$f":"IF(AND(ISBLANK(INDEX($G:$G,)), ISBLANK(INDEX($C:$C,))), \"\", 'PWS Records (System Entry)'!$D$4)","v":""},{"$f":"IF(AND(ISBLANK(INDEX($G:$G,)), ISBLANK(INDEX($C:$C,))), \"\", 'PWS Records (System Entry)'!$D$3)","v":""},null,null,null,null,null,null,null,null,null,null,null,null,null,null,null,null,null,null,""]
[{"$f":"IF(AND(ISBLANK(INDEX($G:$G,)), ISBLANK(INDEX($C:$C,))), \"\", 'PWS Records (System Entry)'!$D$4)","v":""},{"$f":"IF(AND(ISBLANK(INDEX($G:$G,)), ISBLANK(INDEX($C:$C,))), \"\", 'PWS Records (System Entry)'!$D$3)","v":""},null,null,null,null,null,null,null,null,null,null,null,null,null,null,null,null,null,null,""]
[{"$f":"IF(AND(ISBLANK(INDEX($G:$G,)), ISBLANK(INDEX($C:$C,))), \"\", 'PWS Records (System Entry)'!$D$4)","v":""},{"$f":"IF(AND(ISBLANK(INDEX($G:$G,)), ISBLANK(INDEX($C:$C,))), \"\", 'PWS Records (System Entry)'!$D$3)","v":""},null,null,null,null,null,null,null,null,null,null,null,null,null,null,null,null,null,null,""]
[{"$f":"IF(AND(ISBLANK(INDEX($G:$G,)), ISBLANK(INDEX($C:$C,))), \"\", 'PWS Records (System Entry)'!$D$4)","v":""},{"$f":"IF(AND(ISBLANK(INDEX($G:$G,)), ISBLANK(INDEX($C:$C,))), \"\", 'PWS Records (System Entry)'!$D$3)","v":""},null,null,null,null,null,null,null,null,null,null,null,null,null,null,null,null,null,null,""]
[{"$f":"IF(AND(ISBLANK(INDEX($G:$G,)), ISBLANK(INDEX($C:$C,))), \"\", 'PWS Records (System Entry)'!$D$4)","v":""},{"$f":"IF(AND(ISBLANK(INDEX($G:$G,)), ISBLANK(INDEX($C:$C,))), \"\", 'PWS Records (System Entry)'!$D$3)","v":""},null,null,null,null,null,null,null,null,null,null,null,null,null,null,null,null,null,null,""]
[{"$f":"IF(AND(ISBLANK(INDEX($G:$G,)), ISBLANK(INDEX($C:$C,))), \"\", 'PWS Records (System Entry)'!$D$4)","v":""},{"$f":"IF(AND(ISBLANK(INDEX($G:$G,)), ISBLANK(INDEX($C:$C,))), \"\", 'PWS Records (System Entry)'!$D$3)","v":""},null,null,null,null,null,null,null,null,null,null,null,null,null,null,null,null,null,null,""]
[{"$f":"IF(AND(ISBLANK(INDEX($G:$G,)), ISBLANK(INDEX($C:$C,))), \"\", 'PWS Records (System Entry)'!$D$4)","v":""},{"$f":"IF(AND(ISBLANK(INDEX($G:$G,)), ISBLANK(INDEX($C:$C,))), \"\", 'PWS Records (System Entry)'!$D$3)","v":""},null,null,null,null,null,null,null,null,null,null,null,null,null,null,null,null,null,null,""]
[{"$f":"IF(AND(ISBLANK(INDEX($G:$G,)), ISBLANK(INDEX($C:$C,))), \"\", 'PWS Records (System Entry)'!$D$4)","v":""},{"$f":"IF(AND(ISBLANK(INDEX($G:$G,)), ISBLANK(INDEX($C:$C,))), \"\", 'PWS Records (System Entry)'!$D$3)","v":""},null,null,null,null,null,null,null,null,null,null,null,null,null,null,null,null,null,null,""]
[{"$f":"IF(AND(ISBLANK(INDEX($G:$G,)), ISBLANK(INDEX($C:$C,))), \"\", 'PWS Records (System Entry)'!$D$4)","v":""},{"$f":"IF(AND(ISBLANK(INDEX($G:$G,)), ISBLANK(INDEX($C:$C,))), \"\", 'PWS Records (System Entry)'!$D$3)","v":""},null,null,null,null,null,null,null,null,null,null,null,null,null,null,null,null,null,null,""]
[{"$f":"IF(AND(ISBLANK(INDEX($G:$G,)), ISBLANK(INDEX($C:$C,))), \"\", 'PWS Records (System Entry)'!$D$4)","v":""},{"$f":"IF(AND(ISBLANK(INDEX($G:$G,)), ISBLANK(INDEX($C:$C,))), \"\", 'PWS Records (System Entry)'!$D$3)","v":""},null,null,null,null,null,null,null,null,null,null,null,null,null,null,null,null,null,null,""]
[{"$f":"IF(AND(ISBLANK(INDEX($G:$G,)), ISBLANK(INDEX($C:$C,))), \"\", 'PWS Records (System Entry)'!$D$4)","v":""},{"$f":"IF(AND(ISBLANK(INDEX($G:$G,)), ISBLANK(INDEX($C:$C,))), \"\", 'PWS Records (System Entry)'!$D$3)","v":""},null,null,null,null,null,null,null,null,null,null,null,null,null,null,null,null,null,null,""]
[{"$f":"IF(AND(ISBLANK(INDEX($G:$G,)), ISBLANK(INDEX($C:$C,))), \"\", 'PWS Records (System Entry)'!$D$4)","v":""},{"$f":"IF(AND(ISBLANK(INDEX($G:$G,)), ISBLANK(INDEX($C:$C,))), \"\", 'PWS Records (System Entry)'!$D$3)","v":""},null,null,null,null,null,null,null,null,null,null,null,null,null,null,null,null,null,null,""]
[{"$f":"IF(AND(ISBLANK(INDEX($G:$G,)), ISBLANK(INDEX($C:$C,))), \"\", 'PWS Records (System Entry)'!$D$4)","v":""},{"$f":"IF(AND(ISBLANK(INDEX($G:$G,)), ISBLANK(INDEX($C:$C,))), \"\", 'PWS Records (System Entry)'!$D$3)","v":""},null,null,null,null,null,null,null,null,null,null,null,null,null,null,null,null,null,null,""]
[{"$f":"IF(AND(ISBLANK(INDEX($G:$G,)), ISBLANK(INDEX($C:$C,))), \"\", 'PWS Records (System Entry)'!$D$4)","v":""},{"$f":"IF(AND(ISBLANK(INDEX($G:$G,)), ISBLANK(INDEX($C:$C,))), \"\", 'PWS Records (System Entry)'!$D$3)","v":""},null,null,null,null,null,null,null,null,null,null,null,null,null,null,null,null,null,null,""]
[{"$f":"IF(AND(ISBLANK(INDEX($G:$G,)), ISBLANK(INDEX($C:$C,))), \"\", 'PWS Records (System Entry)'!$D$4)","v":""},{"$f":"IF(AND(ISBLANK(INDEX($G:$G,)), ISBLANK(INDEX($C:$C,))), \"\", 'PWS Records (System Entry)'!$D$3)","v":""},null,null,null,null,null,null,null,null,null,null,null,null,null,null,null,null,null,null,""]
[{"$f":"IF(AND(ISBLANK(INDEX($G:$G,)), ISBLANK(INDEX($C:$C,))), \"\", 'PWS Records (System Entry)'!$D$4)","v":""},{"$f":"IF(AND(ISBLANK(INDEX($G:$G,)), ISBLANK(INDEX($C:$C,))), \"\", 'PWS Records (System Entry)'!$D$3)","v":""},null,null,null,null,null,null,null,null,null,null,null,null,null,null,null,null,null,null,""]
[{"$f":"IF(AND(ISBLANK(INDEX($G:$G,)), ISBLANK(INDEX($C:$C,))), \"\", 'PWS Records (System Entry)'!$D$4)","v":""},{"$f":"IF(AND(ISBLANK(INDEX($G:$G,)), ISBLANK(INDEX($C:$C,))), \"\", 'PWS Records (System Entry)'!$D$3)","v":""},null,null,null,null,null,null,null,null,null,null,null,null,null,null,null,null,null,null,""]
[{"$f":"IF(AND(ISBLANK(INDEX($G:$G,)), ISBLANK(INDEX($C:$C,))), \"\", 'PWS Records (System Entry)'!$D$4)","v":""},{"$f":"IF(AND(ISBLANK(INDEX($G:$G,)), ISBLANK(INDEX($C:$C,))), \"\", 'PWS Records (System Entry)'!$D$3)","v":""},null,null,null,null,null,null,null,null,null,null,null,null,null,null,null,null,null,null,{"$f":"IF(AND(INDEX($K:$K,)=\"\", INDEX($L:$L,)=\"\", INDEX($M:$M,)=\"\", INDEX($Q:$Q,)=\"\", INDEX($R:$R,)=\"\"), \"\", IF(OR(INDEX($K:$K,)=\"Lead\",INDEX($Q:$Q,)=\"Lead\"),\"Lead\",IF(OR(AND(OR(INDEX($M:$M,)=\"Yes\", INDEX($M:$M,)=\"Don't Know\", INDEX($M:$M,)=\"\"), INDEX($Q:$Q,)=\"Galvanized Iron/Steel\"), AND(INDEX($K:$K,)=\"Unknown\", INDEX($M:$M,)=\"No\", INDEX($Q:$Q,)=\"Galvanized Iron/Steel\")), \"Galvanized Requiring Replacement\", IF(OR(AND(OR(INDEX($K:$K,)=\"Galvanized Iron/Steel\", INDEX($K:$K,)=\"Non-Lead - Copper\", INDEX($K:$K,)=\"Non-Lead - Plastic\", INDEX($K:$K,)=\"Non-Lead - Other\", INDEX($K:$K,)=\"Non-Lead - Material Unknown\", INDEX($K:$K,)=\"No System Owned Portion\"), OR(INDEX($Q:$Q,)=\"Galvanized Iron/Steel\", INDEX($Q:$Q,)=\"Non-Lead - Copper\", INDEX($Q:$Q,)=\"Non-Lead - Plastic\", INDEX($Q:$Q,)=\"Non-Lead - Other\", INDEX($Q:$Q,)=\"Non-Lead - Predictive Model\", INDEX($Q:$Q,)=\"No Customer Owned Portion\")), AND(OR( INDEX($K:$K,)=\"Galvanized Iron/Steel\", INDEX($K:$K,)=\"Non-Lead - Copper\", INDEX($K:$K,)=\"Non-Lead - Plastic\", INDEX($K:$K,)=\"Non-Lead - Other\", INDEX($K:$K,)=\"Non-Lead - Material Unknown\", INDEX($K:$K,)=\"No System Owned Portion\"), INDEX($M:$M,)=\"No\", INDEX($Q:$Q,)=\"Non-Lead - Material Unknown\")), \"Non-Lead\", \"Lead Status Unknown\"))))","v":""}]
[{"$f":"IF(AND(ISBLANK(INDEX($G:$G,)), ISBLANK(INDEX($C:$C,))), \"\", 'PWS Records (System Entry)'!$D$4)","v":""},{"$f":"IF(AND(ISBLANK(INDEX($G:$G,)), ISBLANK(INDEX($C:$C,))), \"\", 'PWS Records (System Entry)'!$D$3)","v":""},null,null,null,null,null,null,null,null,null,null,null,null,null,null,null,null,null,null,""]
[{"$f":"IF(AND(ISBLANK(INDEX($G:$G,)), ISBLANK(INDEX($C:$C,))), \"\", 'PWS Records (System Entry)'!$D$4)","v":""},{"$f":"IF(AND(ISBLANK(INDEX($G:$G,)), ISBLANK(INDEX($C:$C,))), \"\", 'PWS Records (System Entry)'!$D$3)","v":""},null,null,null,null,null,null,null,null,null,null,null,null,null,null,null,null,null,null,""]
[{"$f":"IF(AND(ISBLANK(INDEX($G:$G,)), ISBLANK(INDEX($C:$C,))), \"\", 'PWS Records (System Entry)'!$D$4)","v":""},{"$f":"IF(AND(ISBLANK(INDEX($G:$G,)), ISBLANK(INDEX($C:$C,))), \"\", 'PWS Records (System Entry)'!$D$3)","v":""},null,null,null,null,null,null,null,null,null,null,null,null,null,null,null,null,null,null,""]
[{"$f":"IF(AND(ISBLANK(INDEX($G:$G,)), ISBLANK(INDEX($C:$C,))), \"\", 'PWS Records (System Entry)'!$D$4)","v":""},{"$f":"IF(AND(ISBLANK(INDEX($G:$G,)), ISBLANK(INDEX($C:$C,))), \"\", 'PWS Records (System Entry)'!$D$3)","v":""},null,null,null,null,null,null,null,null,null,null,null,null,null,null,null,null,null,null,""]
[{"$f":"IF(AND(ISBLANK(INDEX($G:$G,)), ISBLANK(INDEX($C:$C,))), \"\", 'PWS Records (System Entry)'!$D$4)","v":""},{"$f":"IF(AND(ISBLANK(INDEX($G:$G,)), ISBLANK(INDEX($C:$C,))), \"\", 'PWS Records (System Entry)'!$D$3)","v":""},null,null,null,null,null,null,null,null,null,null,null,null,null,null,null,null,null,null,""]
[{"$f":"IF(AND(ISBLANK(INDEX($G:$G,)), ISBLANK(INDEX($C:$C,))), \"\", 'PWS Records (System Entry)'!$D$4)","v":""},{"$f":"IF(AND(ISBLANK(INDEX($G:$G,)), ISBLANK(INDEX($C:$C,))), \"\", 'PWS Records (System Entry)'!$D$3)","v":""},null,null,null,null,null,null,null,null,null,null,null,null,null,null,null,null,null,null,""]
[{"$f":"IF(AND(ISBLANK(INDEX($G:$G,)), ISBLANK(INDEX($C:$C,))), \"\", 'PWS Records (System Entry)'!$D$4)","v":""},{"$f":"IF(AND(ISBLANK(INDEX($G:$G,)), ISBLANK(INDEX($C:$C,))), \"\", 'PWS Records (System Entry)'!$D$3)","v":""},null,null,null,null,null,null,null,null,null,null,null,null,null,null,null,null,null,null,""]
[{"$f":"IF(AND(ISBLANK(INDEX($G:$G,)), ISBLANK(INDEX($C:$C,))), \"\", 'PWS Records (System Entry)'!$D$4)","v":""},{"$f":"IF(AND(ISBLANK(INDEX($G:$G,)), ISBLANK(INDEX($C:$C,))), \"\", 'PWS Records (System Entry)'!$D$3)","v":""},null,null,null,null,null,null,null,null,null,null,null,null,null,null,null,null,null,null,""]
[{"$f":"IF(AND(ISBLANK(INDEX($G:$G,)), ISBLANK(INDEX($C:$C,))), \"\", 'PWS Records (System Entry)'!$D$4)","v":""},{"$f":"IF(AND(ISBLANK(INDEX($G:$G,)), ISBLANK(INDEX($C:$C,))), \"\", 'PWS Records (System Entry)'!$D$3)","v":""},null,null,null,null,null,null,null,null,null,null,null,null,null,null,null,null,null,null,""]
[{"$f":"IF(AND(ISBLANK(INDEX($G:$G,)), ISBLANK(INDEX($C:$C,))), \"\", 'PWS Records (System Entry)'!$D$4)","v":""},{"$f":"IF(AND(ISBLANK(INDEX($G:$G,)), ISBLANK(INDEX($C:$C,))), \"\", 'PWS Records (System Entry)'!$D$3)","v":""},null,null,null,null,null,null,null,null,null,null,null,null,null,null,null,null,null,null,""]
[{"$f":"IF(AND(ISBLANK(INDEX($G:$G,)), ISBLANK(INDEX($C:$C,))), \"\", 'PWS Records (System Entry)'!$D$4)","v":""},{"$f":"IF(AND(ISBLANK(INDEX($G:$G,)), ISBLANK(INDEX($C:$C,))), \"\", 'PWS Records (System Entry)'!$D$3)","v":""},null,null,null,null,null,null,null,null,null,null,null,null,null,null,null,null,null,null,""]
[{"$f":"IF(AND(ISBLANK(INDEX($G:$G,)), ISBLANK(INDEX($C:$C,))), \"\", 'PWS Records (System Entry)'!$D$4)","v":""},{"$f":"IF(AND(ISBLANK(INDEX($G:$G,)), ISBLANK(INDEX($C:$C,))), \"\", 'PWS Records (System Entry)'!$D$3)","v":""},null,null,null,null,null,null,null,null,null,null,null,null,null,null,null,null,null,null,""]
[{"$f":"IF(AND(ISBLANK(INDEX($G:$G,)), ISBLANK(INDEX($C:$C,))), \"\", 'PWS Records (System Entry)'!$D$4)","v":""},{"$f":"IF(AND(ISBLANK(INDEX($G:$G,)), ISBLANK(INDEX($C:$C,))), \"\", 'PWS Records (System Entry)'!$D$3)","v":""},null,null,null,null,null,null,null,null,null,null,null,null,null,null,null,null,null,null,""]
[{"$f":"IF(AND(ISBLANK(INDEX($G:$G,)), ISBLANK(INDEX($C:$C,))), \"\", 'PWS Records (System Entry)'!$D$4)","v":""},{"$f":"IF(AND(ISBLANK(INDEX($G:$G,)), ISBLANK(INDEX($C:$C,))), \"\", 'PWS Records (System Entry)'!$D$3)","v":""},null,null,null,null,null,null,null,null,null,null,null,null,null,null,null,null,null,null,""]
[{"$f":"IF(AND(ISBLANK(INDEX($G:$G,)), ISBLANK(INDEX($C:$C,))), \"\", 'PWS Records (System Entry)'!$D$4)","v":""},{"$f":"IF(AND(ISBLANK(INDEX($G:$G,)), ISBLANK(INDEX($C:$C,))), \"\", 'PWS Records (System Entry)'!$D$3)","v":""},null,null,null,null,null,null,null,null,null,null,null,null,null,null,null,null,null,null,""]
[{"$f":"IF(AND(ISBLANK(INDEX($G:$G,)), ISBLANK(INDEX($C:$C,))), \"\", 'PWS Records (System Entry)'!$D$4)","v":""},{"$f":"IF(AND(ISBLANK(INDEX($G:$G,)), ISBLANK(INDEX($C:$C,))), \"\", 'PWS Records (System Entry)'!$D$3)","v":""},null,null,null,null,null,null,null,null,null,null,null,null,null,null,null,null,null,null,""]
[{"$f":"IF(AND(ISBLANK(INDEX($G:$G,)), ISBLANK(INDEX($C:$C,))), \"\", 'PWS Records (System Entry)'!$D$4)","v":""},{"$f":"IF(AND(ISBLANK(INDEX($G:$G,)), ISBLANK(INDEX($C:$C,))), \"\", 'PWS Records (System Entry)'!$D$3)","v":""},null,null,null,null,null,null,null,null,null,null,null,null,null,null,null,null,null,null,""]
[{"$f":"IF(AND(ISBLANK(INDEX($G:$G,)), ISBLANK(INDEX($C:$C,))), \"\", 'PWS Records (System Entry)'!$D$4)","v":""},{"$f":"IF(AND(ISBLANK(INDEX($G:$G,)), ISBLANK(INDEX($C:$C,))), \"\", 'PWS Records (System Entry)'!$D$3)","v":""},null,null,null,null,null,null,null,null,null,null,null,null,null,null,null,null,null,null,""]
[{"$f":"IF(AND(ISBLANK(INDEX($G:$G,)), ISBLANK(INDEX($C:$C,))), \"\", 'PWS Records (System Entry)'!$D$4)","v":""},{"$f":"IF(AND(ISBLANK(INDEX($G:$G,)), ISBLANK(INDEX($C:$C,))), \"\", 'PWS Records (System Entry)'!$D$3)","v":""},null,null,null,null,null,null,null,null,null,null,null,null,null,null,null,null,null,null,""]
[{"$f":"IF(AND(ISBLANK(INDEX($G:$G,)), ISBLANK(INDEX($C:$C,))), \"\", 'PWS Records (System Entry)'!$D$4)","v":""},{"$f":"IF(AND(ISBLANK(INDEX($G:$G,)), ISBLANK(INDEX($C:$C,))), \"\", 'PWS Records (System Entry)'!$D$3)","v":""},null,null,null,null,null,null,null,null,null,null,null,null,null,null,null,null,null,null,""]
[{"$f":"IF(AND(ISBLANK(INDEX($G:$G,)), ISBLANK(INDEX($C:$C,))), \"\", 'PWS Records (System Entry)'!$D$4)","v":""},{"$f":"IF(AND(ISBLANK(INDEX($G:$G,)), ISBLANK(INDEX($C:$C,))), \"\", 'PWS Records (System Entry)'!$D$3)","v":""},null,null,null,null,null,null,null,null,null,null,null,null,null,null,null,null,null,null,""]
[{"$f":"IF(AND(ISBLANK(INDEX($G:$G,)), ISBLANK(INDEX($C:$C,))), \"\", 'PWS Records (System Entry)'!$D$4)","v":""},{"$f":"IF(AND(ISBLANK(INDEX($G:$G,)), ISBLANK(INDEX($C:$C,))), \"\", 'PWS Records (System Entry)'!$D$3)","v":""},null,null,null,null,null,null,null,null,null,null,null,null,null,null,null,null,null,null,""]
[{"$f":"IF(AND(ISBLANK(INDEX($G:$G,)), ISBLANK(INDEX($C:$C,))), \"\", 'PWS Records (System Entry)'!$D$4)","v":""},{"$f":"IF(AND(ISBLANK(INDEX($G:$G,)), ISBLANK(INDEX($C:$C,))), \"\", 'PWS Records (System Entry)'!$D$3)","v":""},null,null,null,null,null,null,null,null,null,null,null,null,null,null,null,null,null,null,""]
[{"$f":"IF(AND(ISBLANK(INDEX($G:$G,)), ISBLANK(INDEX($C:$C,))), \"\", 'PWS Records (System Entry)'!$D$4)","v":""},{"$f":"IF(AND(ISBLANK(INDEX($G:$G,)), ISBLANK(INDEX($C:$C,))), \"\", 'PWS Records (System Entry)'!$D$3)","v":""},null,null,null,null,null,null,null,null,null,null,null,null,null,null,null,null,null,null,""]
[{"$f":"IF(AND(ISBLANK(INDEX($G:$G,)), ISBLANK(INDEX($C:$C,))), \"\", 'PWS Records (System Entry)'!$D$4)","v":""},{"$f":"IF(AND(ISBLANK(INDEX($G:$G,)), ISBLANK(INDEX($C:$C,))), \"\", 'PWS Records (System Entry)'!$D$3)","v":""},null,null,null,null,null,null,null,null,null,null,null,null,null,null,null,null,null,null,""]
[{"$f":"IF(AND(ISBLANK(INDEX($G:$G,)), ISBLANK(INDEX($C:$C,))), \"\", 'PWS Records (System Entry)'!$D$4)","v":""},{"$f":"IF(AND(ISBLANK(INDEX($G:$G,)), ISBLANK(INDEX($C:$C,))), \"\", 'PWS Records (System Entry)'!$D$3)","v":""},null,null,null,null,null,null,null,null,null,null,null,null,null,null,null,null,null,null,""]
[{"$f":"IF(AND(ISBLANK(INDEX($G:$G,)), ISBLANK(INDEX($C:$C,))), \"\", 'PWS Records (System Entry)'!$D$4)","v":""},{"$f":"IF(AND(ISBLANK(INDEX($G:$G,)), ISBLANK(INDEX($C:$C,))), \"\", 'PWS Records (System Entry)'!$D$3)","v":""},null,null,null,null,null,null,null,null,null,null,null,null,null,null,null,null,null,null,""]
[{"$f":"IF(AND(ISBLANK(INDEX($G:$G,)), ISBLANK(INDEX($C:$C,))), \"\", 'PWS Records (System Entry)'!$D$4)","v":""},{"$f":"IF(AND(ISBLANK(INDEX($G:$G,)), ISBLANK(INDEX($C:$C,))), \"\", 'PWS Records (System Entry)'!$D$3)","v":""},null,null,null,null,null,null,null,null,null,null,null,null,null,null,null,null,null,null,""]
[{"$f":"IF(AND(ISBLANK(INDEX($G:$G,)), ISBLANK(INDEX($C:$C,))), \"\", 'PWS Records (System Entry)'!$D$4)","v":""},{"$f":"IF(AND(ISBLANK(INDEX($G:$G,)), ISBLANK(INDEX($C:$C,))), \"\", 'PWS Records (System Entry)'!$D$3)","v":""},null,null,null,null,null,null,null,null,null,null,null,null,null,null,null,null,null,null,""]
[{"$f":"IF(AND(ISBLANK(INDEX($G:$G,)), ISBLANK(INDEX($C:$C,))), \"\", 'PWS Records (System Entry)'!$D$4)","v":""},{"$f":"IF(AND(ISBLANK(INDEX($G:$G,)), ISBLANK(INDEX($C:$C,))), \"\", 'PWS Records (System Entry)'!$D$3)","v":""},null,null,null,null,null,null,null,null,null,null,null,null,null,null,null,null,null,null,""]
[{"$f":"IF(AND(ISBLANK(INDEX($G:$G,)), ISBLANK(INDEX($C:$C,))), \"\", 'PWS Records (System Entry)'!$D$4)","v":""},{"$f":"IF(AND(ISBLANK(INDEX($G:$G,)), ISBLANK(INDEX($C:$C,))), \"\", 'PWS Records (System Entry)'!$D$3)","v":""},null,null,null,null,null,null,null,null,null,null,null,null,null,null,null,null,null,null,""]
[{"$f":"IF(AND(ISBLANK(INDEX($G:$G,)), ISBLANK(INDEX($C:$C,))), \"\", 'PWS Records (System Entry)'!$D$4)","v":""},{"$f":"IF(AND(ISBLANK(INDEX($G:$G,)), ISBLANK(INDEX($C:$C,))), \"\", 'PWS Records (System Entry)'!$D$3)","v":""},null,null,null,null,null,null,null,null,null,null,null,null,null,null,null,null,null,null,""]
[{"$f":"IF(AND(ISBLANK(INDEX($G:$G,)), ISBLANK(INDEX($C:$C,))), \"\", 'PWS Records (System Entry)'!$D$4)","v":""},{"$f":"IF(AND(ISBLANK(INDEX($G:$G,)), ISBLANK(INDEX($C:$C,))), \"\", 'PWS Records (System Entry)'!$D$3)","v":""},null,null,null,null,null,null,null,null,null,null,null,null,null,null,null,null,null,null,""]
[{"$f":"IF(AND(ISBLANK(INDEX($G:$G,)), ISBLANK(INDEX($C:$C,))), \"\", 'PWS Records (System Entry)'!$D$4)","v":""},{"$f":"IF(AND(ISBLANK(INDEX($G:$G,)), ISBLANK(INDEX($C:$C,))), \"\", 'PWS Records (System Entry)'!$D$3)","v":""},null,null,null,null,null,null,null,null,null,null,null,null,null,null,null,null,null,null,""]
[{"$f":"IF(AND(ISBLANK(INDEX($G:$G,)), ISBLANK(INDEX($C:$C,))), \"\", 'PWS Records (System Entry)'!$D$4)","v":""},{"$f":"IF(AND(ISBLANK(INDEX($G:$G,)), ISBLANK(INDEX($C:$C,))), \"\", 'PWS Records (System Entry)'!$D$3)","v":""},null,null,null,null,null,null,null,null,null,null,null,null,null,null,null,null,null,null,""]
[{"$f":"IF(AND(ISBLANK(INDEX($G:$G,)), ISBLANK(INDEX($C:$C,))), \"\", 'PWS Records (System Entry)'!$D$4)","v":""},{"$f":"IF(AND(ISBLANK(INDEX($G:$G,)), ISBLANK(INDEX($C:$C,))), \"\", 'PWS Records (System Entry)'!$D$3)","v":""},null,null,null,null,null,null,null,null,null,null,null,null,null,null,null,null,null,null,""]
[{"$f":"IF(AND(ISBLANK(INDEX($G:$G,)), ISBLANK(INDEX($C:$C,))), \"\", 'PWS Records (System Entry)'!$D$4)","v":""},{"$f":"IF(AND(ISBLANK(INDEX($G:$G,)), ISBLANK(INDEX($C:$C,))), \"\", 'PWS Records (System Entry)'!$D$3)","v":""},null,null,null,null,null,null,null,null,null,null,null,null,null,null,null,null,null,null,{"$f":"IF(AND(INDEX($K:$K,)=\"\", INDEX($L:$L,)=\"\", INDEX($M:$M,)=\"\", INDEX($Q:$Q,)=\"\", INDEX($R:$R,)=\"\"), \"\", IF(OR(INDEX($K:$K,)=\"Lead\",INDEX($Q:$Q,)=\"Lead\"),\"Lead\",IF(OR(AND(OR(INDEX($M:$M,)=\"Yes\", INDEX($M:$M,)=\"Don't Know\", INDEX($M:$M,)=\"\"), INDEX($Q:$Q,)=\"Galvanized Iron/Steel\"), AND(INDEX($K:$K,)=\"Unknown\", INDEX($M:$M,)=\"No\", INDEX($Q:$Q,)=\"Galvanized Iron/Steel\")), \"Galvanized Requiring Replacement\", IF(OR(AND(OR(INDEX($K:$K,)=\"Galvanized Iron/Steel\", INDEX($K:$K,)=\"Non-Lead - Copper\", INDEX($K:$K,)=\"Non-Lead - Plastic\", INDEX($K:$K,)=\"Non-Lead - Other\", INDEX($K:$K,)=\"Non-Lead - Material Unknown\", INDEX($K:$K,)=\"No System Owned Portion\"), OR(INDEX($Q:$Q,)=\"Galvanized Iron/Steel\", INDEX($Q:$Q,)=\"Non-Lead - Copper\", INDEX($Q:$Q,)=\"Non-Lead - Plastic\", INDEX($Q:$Q,)=\"Non-Lead - Other\", INDEX($Q:$Q,)=\"Non-Lead - Predictive Model\", INDEX($Q:$Q,)=\"No Customer Owned Portion\")), AND(OR( INDEX($K:$K,)=\"Galvanized Iron/Steel\", INDEX($K:$K,)=\"Non-Lead - Copper\", INDEX($K:$K,)=\"Non-Lead - Plastic\", INDEX($K:$K,)=\"Non-Lead - Other\", INDEX($K:$K,)=\"Non-Lead - Material Unknown\", INDEX($K:$K,)=\"No System Owned Portion\"), INDEX($M:$M,)=\"No\", INDEX($Q:$Q,)=\"Non-Lead - Material Unknown\")), \"Non-Lead\", \"Lead Status Unknown\"))))","v":""}]
[{"$f":"IF(AND(ISBLANK(INDEX($G:$G,)), ISBLANK(INDEX($C:$C,))), \"\", 'PWS Records (System Entry)'!$D$4)","v":""},{"$f":"IF(AND(ISBLANK(INDEX($G:$G,)), ISBLANK(INDEX($C:$C,))), \"\", 'PWS Records (System Entry)'!$D$3)","v":""},null,null,null,null,null,null,null,null,null,null,null,null,null,null,null,null,null,null,""]
[{"$f":"IF(AND(ISBLANK(INDEX($G:$G,)), ISBLANK(INDEX($C:$C,))), \"\", 'PWS Records (System Entry)'!$D$4)","v":""},{"$f":"IF(AND(ISBLANK(INDEX($G:$G,)), ISBLANK(INDEX($C:$C,))), \"\", 'PWS Records (System Entry)'!$D$3)","v":""},null,null,null,null,null,null,null,null,null,null,null,null,null,null,null,null,null,null,""]
[{"$f":"IF(AND(ISBLANK(INDEX($G:$G,)), ISBLANK(INDEX($C:$C,))), \"\", 'PWS Records (System Entry)'!$D$4)","v":""},{"$f":"IF(AND(ISBLANK(INDEX($G:$G,)), ISBLANK(INDEX($C:$C,))), \"\", 'PWS Records (System Entry)'!$D$3)","v":""},null,null,null,null,null,null,null,null,null,null,null,null,null,null,null,null,null,null,""]
[{"$f":"IF(AND(ISBLANK(INDEX($G:$G,)), ISBLANK(INDEX($C:$C,))), \"\", 'PWS Records (System Entry)'!$D$4)","v":""},{"$f":"IF(AND(ISBLANK(INDEX($G:$G,)), ISBLANK(INDEX($C:$C,))), \"\", 'PWS Records (System Entry)'!$D$3)","v":""},null,null,null,null,null,null,null,null,null,null,null,null,null,null,null,null,null,null,""]
[{"$f":"IF(AND(ISBLANK(INDEX($G:$G,)), ISBLANK(INDEX($C:$C,))), \"\", 'PWS Records (System Entry)'!$D$4)","v":""},{"$f":"IF(AND(ISBLANK(INDEX($G:$G,)), ISBLANK(INDEX($C:$C,))), \"\", 'PWS Records (System Entry)'!$D$3)","v":""},null,null,null,null,null,null,null,null,null,null,null,null,null,null,null,null,null,null,""]
[{"$f":"IF(AND(ISBLANK(INDEX($G:$G,)), ISBLANK(INDEX($C:$C,))), \"\", 'PWS Records (System Entry)'!$D$4)","v":""},{"$f":"IF(AND(ISBLANK(INDEX($G:$G,)), ISBLANK(INDEX($C:$C,))), \"\", 'PWS Records (System Entry)'!$D$3)","v":""},null,null,null,null,null,null,null,null,null,null,null,null,null,null,null,null,null,null,""]
[{"$f":"IF(AND(ISBLANK(INDEX($G:$G,)), ISBLANK(INDEX($C:$C,))), \"\", 'PWS Records (System Entry)'!$D$4)","v":""},{"$f":"IF(AND(ISBLANK(INDEX($G:$G,)), ISBLANK(INDEX($C:$C,))), \"\", 'PWS Records (System Entry)'!$D$3)","v":""},null,null,null,null,null,null,null,null,null,null,null,null,null,null,null,null,null,null,""]
[{"$f":"IF(AND(ISBLANK(INDEX($G:$G,)), ISBLANK(INDEX($C:$C,))), \"\", 'PWS Records (System Entry)'!$D$4)","v":""},{"$f":"IF(AND(ISBLANK(INDEX($G:$G,)), ISBLANK(INDEX($C:$C,))), \"\", 'PWS Records (System Entry)'!$D$3)","v":""},null,null,null,null,null,null,null,null,null,null,null,null,null,null,null,null,null,null,""]
[{"$f":"IF(AND(ISBLANK(INDEX($G:$G,)), ISBLANK(INDEX($C:$C,))), \"\", 'PWS Records (System Entry)'!$D$4)","v":""},{"$f":"IF(AND(ISBLANK(INDEX($G:$G,)), ISBLANK(INDEX($C:$C,))), \"\", 'PWS Records (System Entry)'!$D$3)","v":""},null,null,null,null,null,null,null,null,null,null,null,null,null,null,null,null,null,null,""]
[{"$f":"IF(AND(ISBLANK(INDEX($G:$G,)), ISBLANK(INDEX($C:$C,))), \"\", 'PWS Records (System Entry)'!$D$4)","v":""},{"$f":"IF(AND(ISBLANK(INDEX($G:$G,)), ISBLANK(INDEX($C:$C,))), \"\", 'PWS Records (System Entry)'!$D$3)","v":""},null,null,null,null,null,null,null,null,null,null,null,null,null,null,null,null,null,null,""]
[{"$f":"IF(AND(ISBLANK(INDEX($G:$G,)), ISBLANK(INDEX($C:$C,))), \"\", 'PWS Records (System Entry)'!$D$4)","v":""},{"$f":"IF(AND(ISBLANK(INDEX($G:$G,)), ISBLANK(INDEX($C:$C,))), \"\", 'PWS Records (System Entry)'!$D$3)","v":""},null,null,null,null,null,null,null,null,null,null,null,null,null,null,null,null,null,null,""]
[{"$f":"IF(AND(ISBLANK(INDEX($G:$G,)), ISBLANK(INDEX($C:$C,))), \"\", 'PWS Records (System Entry)'!$D$4)","v":""},{"$f":"IF(AND(ISBLANK(INDEX($G:$G,)), ISBLANK(INDEX($C:$C,))), \"\", 'PWS Records (System Entry)'!$D$3)","v":""},null,null,null,null,null,null,null,null,null,null,null,null,null,null,null,null,null,null,""]
[{"$f":"IF(AND(ISBLANK(INDEX($G:$G,)), ISBLANK(INDEX($C:$C,))), \"\", 'PWS Records (System Entry)'!$D$4)","v":""},{"$f":"IF(AND(ISBLANK(INDEX($G:$G,)), ISBLANK(INDEX($C:$C,))), \"\", 'PWS Records (System Entry)'!$D$3)","v":""},null,null,null,null,null,null,null,null,null,null,null,null,null,null,null,null,null,null,""]
[{"$f":"IF(AND(ISBLANK(INDEX($G:$G,)), ISBLANK(INDEX($C:$C,))), \"\", 'PWS Records (System Entry)'!$D$4)","v":""},{"$f":"IF(AND(ISBLANK(INDEX($G:$G,)), ISBLANK(INDEX($C:$C,))), \"\", 'PWS Records (System Entry)'!$D$3)","v":""},null,null,null,null,null,null,null,null,null,null,null,null,null,null,null,null,null,null,""]
[{"$f":"IF(AND(ISBLANK(INDEX($G:$G,)), ISBLANK(INDEX($C:$C,))), \"\", 'PWS Records (System Entry)'!$D$4)","v":""},{"$f":"IF(AND(ISBLANK(INDEX($G:$G,)), ISBLANK(INDEX($C:$C,))), \"\", 'PWS Records (System Entry)'!$D$3)","v":""},null,null,null,null,null,null,null,null,null,null,null,null,null,null,null,null,null,null,""]
[{"$f":"IF(AND(ISBLANK(INDEX($G:$G,)), ISBLANK(INDEX($C:$C,))), \"\", 'PWS Records (System Entry)'!$D$4)","v":""},{"$f":"IF(AND(ISBLANK(INDEX($G:$G,)), ISBLANK(INDEX($C:$C,))), \"\", 'PWS Records (System Entry)'!$D$3)","v":""},null,null,null,null,null,null,null,null,null,null,null,null,null,null,null,null,null,null,""]
[{"$f":"IF(AND(ISBLANK(INDEX($G:$G,)), ISBLANK(INDEX($C:$C,))), \"\", 'PWS Records (System Entry)'!$D$4)","v":""},{"$f":"IF(AND(ISBLANK(INDEX($G:$G,)), ISBLANK(INDEX($C:$C,))), \"\", 'PWS Records (System Entry)'!$D$3)","v":""},null,null,null,null,null,null,null,null,null,null,null,null,null,null,null,null,null,null,""]
[{"$f":"IF(AND(ISBLANK(INDEX($G:$G,)), ISBLANK(INDEX($C:$C,))), \"\", 'PWS Records (System Entry)'!$D$4)","v":""},{"$f":"IF(AND(ISBLANK(INDEX($G:$G,)), ISBLANK(INDEX($C:$C,))), \"\", 'PWS Records (System Entry)'!$D$3)","v":""},null,null,null,null,null,null,null,null,null,null,null,null,null,null,null,null,null,null,""]
[{"$f":"IF(AND(ISBLANK(INDEX($G:$G,)), ISBLANK(INDEX($C:$C,))), \"\", 'PWS Records (System Entry)'!$D$4)","v":""},{"$f":"IF(AND(ISBLANK(INDEX($G:$G,)), ISBLANK(INDEX($C:$C,))), \"\", 'PWS Records (System Entry)'!$D$3)","v":""},null,null,null,null,null,null,null,null,null,null,null,null,null,null,null,null,null,null,""]
[{"$f":"IF(AND(ISBLANK(INDEX($G:$G,)), ISBLANK(INDEX($C:$C,))), \"\", 'PWS Records (System Entry)'!$D$4)","v":""},{"$f":"IF(AND(ISBLANK(INDEX($G:$G,)), ISBLANK(INDEX($C:$C,))), \"\", 'PWS Records (System Entry)'!$D$3)","v":""},null,null,null,null,null,null,null,null,null,null,null,null,null,null,null,null,null,null,""]
[{"$f":"IF(AND(ISBLANK(INDEX($G:$G,)), ISBLANK(INDEX($C:$C,))), \"\", 'PWS Records (System Entry)'!$D$4)","v":""},{"$f":"IF(AND(ISBLANK(INDEX($G:$G,)), ISBLANK(INDEX($C:$C,))), \"\", 'PWS Records (System Entry)'!$D$3)","v":""},null,null,null,null,null,null,null,null,null,null,null,null,null,null,null,null,null,null,""]
[{"$f":"IF(AND(ISBLANK(INDEX($G:$G,)), ISBLANK(INDEX($C:$C,))), \"\", 'PWS Records (System Entry)'!$D$4)","v":""},{"$f":"IF(AND(ISBLANK(INDEX($G:$G,)), ISBLANK(INDEX($C:$C,))), \"\", 'PWS Records (System Entry)'!$D$3)","v":""},null,null,null,null,null,null,null,null,null,null,null,null,null,null,null,null,null,null,""]
[{"$f":"IF(AND(ISBLANK(INDEX($G:$G,)), ISBLANK(INDEX($C:$C,))), \"\", 'PWS Records (System Entry)'!$D$4)","v":""},{"$f":"IF(AND(ISBLANK(INDEX($G:$G,)), ISBLANK(INDEX($C:$C,))), \"\", 'PWS Records (System Entry)'!$D$3)","v":""},null,null,null,null,null,null,null,null,null,null,null,null,null,null,null,null,null,null,""]
[{"$f":"IF(AND(ISBLANK(INDEX($G:$G,)), ISBLANK(INDEX($C:$C,))), \"\", 'PWS Records (System Entry)'!$D$4)","v":""},{"$f":"IF(AND(ISBLANK(INDEX($G:$G,)), ISBLANK(INDEX($C:$C,))), \"\", 'PWS Records (System Entry)'!$D$3)","v":""},null,null,null,null,null,null,null,null,null,null,null,null,null,null,null,null,null,null,""]
[{"$f":"IF(AND(ISBLANK(INDEX($G:$G,)), ISBLANK(INDEX($C:$C,))), \"\", 'PWS Records (System Entry)'!$D$4)","v":""},{"$f":"IF(AND(ISBLANK(INDEX($G:$G,)), ISBLANK(INDEX($C:$C,))), \"\", 'PWS Records (System Entry)'!$D$3)","v":""},null,null,null,null,null,null,null,null,null,null,null,null,null,null,null,null,null,null,""]
[{"$f":"IF(AND(ISBLANK(INDEX($G:$G,)), ISBLANK(INDEX($C:$C,))), \"\", 'PWS Records (System Entry)'!$D$4)","v":""},{"$f":"IF(AND(ISBLANK(INDEX($G:$G,)), ISBLANK(INDEX($C:$C,))), \"\", 'PWS Records (System Entry)'!$D$3)","v":""},null,null,null,null,null,null,null,null,null,null,null,null,null,null,null,null,null,null,""]
[{"$f":"IF(AND(ISBLANK(INDEX($G:$G,)), ISBLANK(INDEX($C:$C,))), \"\", 'PWS Records (System Entry)'!$D$4)","v":""},{"$f":"IF(AND(ISBLANK(INDEX($G:$G,)), ISBLANK(INDEX($C:$C,))), \"\", 'PWS Records (System Entry)'!$D$3)","v":""},null,null,null,null,null,null,null,null,null,null,null,null,null,null,null,null,null,null,""]
[{"$f":"IF(AND(ISBLANK(INDEX($G:$G,)), ISBLANK(INDEX($C:$C,))), \"\", 'PWS Records (System Entry)'!$D$4)","v":""},{"$f":"IF(AND(ISBLANK(INDEX($G:$G,)), ISBLANK(INDEX($C:$C,))), \"\", 'PWS Records (System Entry)'!$D$3)","v":""},null,null,null,null,null,null,null,null,null,null,null,null,null,null,null,null,null,null,""]
[{"$f":"IF(AND(ISBLANK(INDEX($G:$G,)), ISBLANK(INDEX($C:$C,))), \"\", 'PWS Records (System Entry)'!$D$4)","v":""},{"$f":"IF(AND(ISBLANK(INDEX($G:$G,)), ISBLANK(INDEX($C:$C,))), \"\", 'PWS Records (System Entry)'!$D$3)","v":""},null,null,null,null,null,null,null,null,null,null,null,null,null,null,null,null,null,null,""]
[{"$f":"IF(AND(ISBLANK(INDEX($G:$G,)), ISBLANK(INDEX($C:$C,))), \"\", 'PWS Records (System Entry)'!$D$4)","v":""},{"$f":"IF(AND(ISBLANK(INDEX($G:$G,)), ISBLANK(INDEX($C:$C,))), \"\", 'PWS Records (System Entry)'!$D$3)","v":""},null,null,null,null,null,null,null,null,null,null,null,null,null,null,null,null,null,null,""]
[{"$f":"IF(AND(ISBLANK(INDEX($G:$G,)), ISBLANK(INDEX($C:$C,))), \"\", 'PWS Records (System Entry)'!$D$4)","v":""},{"$f":"IF(AND(ISBLANK(INDEX($G:$G,)), ISBLANK(INDEX($C:$C,))), \"\", 'PWS Records (System Entry)'!$D$3)","v":""},null,null,null,null,null,null,null,null,null,null,null,null,null,null,null,null,null,null,""]
[{"$f":"IF(AND(ISBLANK(INDEX($G:$G,)), ISBLANK(INDEX($C:$C,))), \"\", 'PWS Records (System Entry)'!$D$4)","v":""},{"$f":"IF(AND(ISBLANK(INDEX($G:$G,)), ISBLANK(INDEX($C:$C,))), \"\", 'PWS Records (System Entry)'!$D$3)","v":""},null,null,null,null,null,null,null,null,null,null,null,null,null,null,null,null,null,null,""]
[{"$f":"IF(AND(ISBLANK(INDEX($G:$G,)), ISBLANK(INDEX($C:$C,))), \"\", 'PWS Records (System Entry)'!$D$4)","v":""},{"$f":"IF(AND(ISBLANK(INDEX($G:$G,)), ISBLANK(INDEX($C:$C,))), \"\", 'PWS Records (System Entry)'!$D$3)","v":""},null,null,null,null,null,null,null,null,null,null,null,null,null,null,null,null,null,null,""]
[{"$f":"IF(AND(ISBLANK(INDEX($G:$G,)), ISBLANK(INDEX($C:$C,))), \"\", 'PWS Records (System Entry)'!$D$4)","v":""},{"$f":"IF(AND(ISBLANK(INDEX($G:$G,)), ISBLANK(INDEX($C:$C,))), \"\", 'PWS Records (System Entry)'!$D$3)","v":""},null,null,null,null,null,null,null,null,null,null,null,null,null,null,null,null,null,null,""]
[{"$f":"IF(AND(ISBLANK(INDEX($G:$G,)), ISBLANK(INDEX($C:$C,))), \"\", 'PWS Records (System Entry)'!$D$4)","v":""},{"$f":"IF(AND(ISBLANK(INDEX($G:$G,)), ISBLANK(INDEX($C:$C,))), \"\", 'PWS Records (System Entry)'!$D$3)","v":""},null,null,null,null,null,null,null,null,null,null,null,null,null,null,null,null,null,null,""]
[{"$f":"IF(AND(ISBLANK(INDEX($G:$G,)), ISBLANK(INDEX($C:$C,))), \"\", 'PWS Records (System Entry)'!$D$4)","v":""},{"$f":"IF(AND(ISBLANK(INDEX($G:$G,)), ISBLANK(INDEX($C:$C,))), \"\", 'PWS Records (System Entry)'!$D$3)","v":""},null,null,null,null,null,null,null,null,null,null,null,null,null,null,null,null,null,null,""]
[{"$f":"IF(AND(ISBLANK(INDEX($G:$G,)), ISBLANK(INDEX($C:$C,))), \"\", 'PWS Records (System Entry)'!$D$4)","v":""},{"$f":"IF(AND(ISBLANK(INDEX($G:$G,)), ISBLANK(INDEX($C:$C,))), \"\", 'PWS Records (System Entry)'!$D$3)","v":""},null,null,null,null,null,null,null,null,null,null,null,null,null,null,null,null,null,null,""]
[{"$f":"IF(AND(ISBLANK(INDEX($G:$G,)), ISBLANK(INDEX($C:$C,))), \"\", 'PWS Records (System Entry)'!$D$4)","v":""},{"$f":"IF(AND(ISBLANK(INDEX($G:$G,)), ISBLANK(INDEX($C:$C,))), \"\", 'PWS Records (System Entry)'!$D$3)","v":""},null,null,null,null,null,null,null,null,null,null,null,null,null,null,null,null,null,null,""]
[{"$f":"IF(AND(ISBLANK(INDEX($G:$G,)), ISBLANK(INDEX($C:$C,))), \"\", 'PWS Records (System Entry)'!$D$4)","v":""},{"$f":"IF(AND(ISBLANK(INDEX($G:$G,)), ISBLANK(INDEX($C:$C,))), \"\", 'PWS Records (System Entry)'!$D$3)","v":""},null,null,null,null,null,null,null,null,null,null,null,null,null,null,null,null,null,null,""]
[{"$f":"IF(AND(ISBLANK(INDEX($G:$G,)), ISBLANK(INDEX($C:$C,))), \"\", 'PWS Records (System Entry)'!$D$4)","v":""},{"$f":"IF(AND(ISBLANK(INDEX($G:$G,)), ISBLANK(INDEX($C:$C,))), \"\", 'PWS Records (System Entry)'!$D$3)","v":""},null,null,null,null,null,null,null,null,null,null,null,null,null,null,null,null,null,null,""]
[{"$f":"IF(AND(ISBLANK(INDEX($G:$G,)), ISBLANK(INDEX($C:$C,))), \"\", 'PWS Records (System Entry)'!$D$4)","v":""},{"$f":"IF(AND(ISBLANK(INDEX($G:$G,)), ISBLANK(INDEX($C:$C,))), \"\", 'PWS Records (System Entry)'!$D$3)","v":""},null,null,null,null,null,null,null,null,null,null,null,null,null,null,null,null,null,null,""]
[{"$f":"IF(AND(ISBLANK(INDEX($G:$G,)), ISBLANK(INDEX($C:$C,))), \"\", 'PWS Records (System Entry)'!$D$4)","v":""},{"$f":"IF(AND(ISBLANK(INDEX($G:$G,)), ISBLANK(INDEX($C:$C,))), \"\", 'PWS Records (System Entry)'!$D$3)","v":""},null,null,null,null,null,null,null,null,null,null,null,null,null,null,null,null,null,null,""]
[{"$f":"IF(AND(ISBLANK(INDEX($G:$G,)), ISBLANK(INDEX($C:$C,))), \"\", 'PWS Records (System Entry)'!$D$4)","v":""},{"$f":"IF(AND(ISBLANK(INDEX($G:$G,)), ISBLANK(INDEX($C:$C,))), \"\", 'PWS Records (System Entry)'!$D$3)","v":""},null,null,null,null,null,null,null,null,null,null,null,null,null,null,null,null,null,null,""]
[{"$f":"IF(AND(ISBLANK(INDEX($G:$G,)), ISBLANK(INDEX($C:$C,))), \"\", 'PWS Records (System Entry)'!$D$4)","v":""},{"$f":"IF(AND(ISBLANK(INDEX($G:$G,)), ISBLANK(INDEX($C:$C,))), \"\", 'PWS Records (System Entry)'!$D$3)","v":""},null,null,null,null,null,null,null,null,null,null,null,null,null,null,null,null,null,null,""]
[{"$f":"IF(AND(ISBLANK(INDEX($G:$G,)), ISBLANK(INDEX($C:$C,))), \"\", 'PWS Records (System Entry)'!$D$4)","v":""},{"$f":"IF(AND(ISBLANK(INDEX($G:$G,)), ISBLANK(INDEX($C:$C,))), \"\", 'PWS Records (System Entry)'!$D$3)","v":""},null,null,null,null,null,null,null,null,null,null,null,null,null,null,null,null,null,null,""]
[{"$f":"IF(AND(ISBLANK(INDEX($G:$G,)), ISBLANK(INDEX($C:$C,))), \"\", 'PWS Records (System Entry)'!$D$4)","v":""},{"$f":"IF(AND(ISBLANK(INDEX($G:$G,)), ISBLANK(INDEX($C:$C,))), \"\", 'PWS Records (System Entry)'!$D$3)","v":""},null,null,null,null,null,null,null,null,null,null,null,null,null,null,null,null,null,null,""]
[{"$f":"IF(AND(ISBLANK(INDEX($G:$G,)), ISBLANK(INDEX($C:$C,))), \"\", 'PWS Records (System Entry)'!$D$4)","v":""},{"$f":"IF(AND(ISBLANK(INDEX($G:$G,)), ISBLANK(INDEX($C:$C,))), \"\", 'PWS Records (System Entry)'!$D$3)","v":""},null,null,null,null,null,null,null,null,null,null,null,null,null,null,null,null,null,null,""]
[{"$f":"IF(AND(ISBLANK(INDEX($G:$G,)), ISBLANK(INDEX($C:$C,))), \"\", 'PWS Records (System Entry)'!$D$4)","v":""},{"$f":"IF(AND(ISBLANK(INDEX($G:$G,)), ISBLANK(INDEX($C:$C,))), \"\", 'PWS Records (System Entry)'!$D$3)","v":""},null,null,null,null,null,null,null,null,null,null,null,null,null,null,null,null,null,null,""]
[{"$f":"IF(AND(ISBLANK(INDEX($G:$G,)), ISBLANK(INDEX($C:$C,))), \"\", 'PWS Records (System Entry)'!$D$4)","v":""},{"$f":"IF(AND(ISBLANK(INDEX($G:$G,)), ISBLANK(INDEX($C:$C,))), \"\", 'PWS Records (System Entry)'!$D$3)","v":""},null,null,null,null,null,null,null,null,null,null,null,null,null,null,null,null,null,null,""]
[{"$f":"IF(AND(ISBLANK(INDEX($G:$G,)), ISBLANK(INDEX($C:$C,))), \"\", 'PWS Records (System Entry)'!$D$4)","v":""},{"$f":"IF(AND(ISBLANK(INDEX($G:$G,)), ISBLANK(INDEX($C:$C,))), \"\", 'PWS Records (System Entry)'!$D$3)","v":""},null,null,null,null,null,null,null,null,null,null,null,null,null,null,null,null,null,null,""]
[{"$f":"IF(AND(ISBLANK(INDEX($G:$G,)), ISBLANK(INDEX($C:$C,))), \"\", 'PWS Records (System Entry)'!$D$4)","v":""},{"$f":"IF(AND(ISBLANK(INDEX($G:$G,)), ISBLANK(INDEX($C:$C,))), \"\", 'PWS Records (System Entry)'!$D$3)","v":""},null,null,null,null,null,null,null,null,null,null,null,null,null,null,null,null,null,null,""]
[{"$f":"IF(AND(ISBLANK(INDEX($G:$G,)), ISBLANK(INDEX($C:$C,))), \"\", 'PWS Records (System Entry)'!$D$4)","v":""},{"$f":"IF(AND(ISBLANK(INDEX($G:$G,)), ISBLANK(INDEX($C:$C,))), \"\", 'PWS Records (System Entry)'!$D$3)","v":""},null,null,null,null,null,null,null,null,null,null,null,null,null,null,null,null,null,null,""]
[{"$f":"IF(AND(ISBLANK(INDEX($G:$G,)), ISBLANK(INDEX($C:$C,))), \"\", 'PWS Records (System Entry)'!$D$4)","v":""},{"$f":"IF(AND(ISBLANK(INDEX($G:$G,)), ISBLANK(INDEX($C:$C,))), \"\", 'PWS Records (System Entry)'!$D$3)","v":""},null,null,null,null,null,null,null,null,null,null,null,null,null,null,null,null,null,null,""]
[{"$f":"IF(AND(ISBLANK(INDEX($G:$G,)), ISBLANK(INDEX($C:$C,))), \"\", 'PWS Records (System Entry)'!$D$4)","v":""},{"$f":"IF(AND(ISBLANK(INDEX($G:$G,)), ISBLANK(INDEX($C:$C,))), \"\", 'PWS Records (System Entry)'!$D$3)","v":""},null,null,null,null,null,null,null,null,null,null,null,null,null,null,null,null,null,null,""]
[{"$f":"IF(AND(ISBLANK(INDEX($G:$G,)), ISBLANK(INDEX($C:$C,))), \"\", 'PWS Records (System Entry)'!$D$4)","v":""},{"$f":"IF(AND(ISBLANK(INDEX($G:$G,)), ISBLANK(INDEX($C:$C,))), \"\", 'PWS Records (System Entry)'!$D$3)","v":""},null,null,null,null,null,null,null,null,null,null,null,null,null,null,null,null,null,null,""]
[{"$f":"IF(AND(ISBLANK(INDEX($G:$G,)), ISBLANK(INDEX($C:$C,))), \"\", 'PWS Records (System Entry)'!$D$4)","v":""},{"$f":"IF(AND(ISBLANK(INDEX($G:$G,)), ISBLANK(INDEX($C:$C,))), \"\", 'PWS Records (System Entry)'!$D$3)","v":""},null,null,null,null,null,null,null,null,null,null,null,null,null,null,null,null,null,null,""]
[{"$f":"IF(AND(ISBLANK(INDEX($G:$G,)), ISBLANK(INDEX($C:$C,))), \"\", 'PWS Records (System Entry)'!$D$4)","v":""},{"$f":"IF(AND(ISBLANK(INDEX($G:$G,)), ISBLANK(INDEX($C:$C,))), \"\", 'PWS Records (System Entry)'!$D$3)","v":""},null,null,null,null,null,null,null,null,null,null,null,null,null,null,null,null,null,null,""]
[{"$f":"IF(AND(ISBLANK(INDEX($G:$G,)), ISBLANK(INDEX($C:$C,))), \"\", 'PWS Records (System Entry)'!$D$4)","v":""},{"$f":"IF(AND(ISBLANK(INDEX($G:$G,)), ISBLANK(INDEX($C:$C,))), \"\", 'PWS Records (System Entry)'!$D$3)","v":""},null,null,null,null,null,null,null,null,null,null,null,null,null,null,null,null,null,null,""]
[{"$f":"IF(AND(ISBLANK(INDEX($G:$G,)), ISBLANK(INDEX($C:$C,))), \"\", 'PWS Records (System Entry)'!$D$4)","v":""},{"$f":"IF(AND(ISBLANK(INDEX($G:$G,)), ISBLANK(INDEX($C:$C,))), \"\", 'PWS Records (System Entry)'!$D$3)","v":""},null,null,null,null,null,null,null,null,null,null,null,null,null,null,null,null,null,null,""]
[{"$f":"IF(AND(ISBLANK(INDEX($G:$G,)), ISBLANK(INDEX($C:$C,))), \"\", 'PWS Records (System Entry)'!$D$4)","v":""},{"$f":"IF(AND(ISBLANK(INDEX($G:$G,)), ISBLANK(INDEX($C:$C,))), \"\", 'PWS Records (System Entry)'!$D$3)","v":""},null,null,null,null,null,null,null,null,null,null,null,null,null,null,null,null,null,null,""]
[{"$f":"IF(AND(ISBLANK(INDEX($G:$G,)), ISBLANK(INDEX($C:$C,))), \"\", 'PWS Records (System Entry)'!$D$4)","v":""},{"$f":"IF(AND(ISBLANK(INDEX($G:$G,)), ISBLANK(INDEX($C:$C,))), \"\", 'PWS Records (System Entry)'!$D$3)","v":""},null,null,null,null,null,null,null,null,null,null,null,null,null,null,null,null,null,null,""]
[{"$f":"IF(AND(ISBLANK(INDEX($G:$G,)), ISBLANK(INDEX($C:$C,))), \"\", 'PWS Records (System Entry)'!$D$4)","v":""},{"$f":"IF(AND(ISBLANK(INDEX($G:$G,)), ISBLANK(INDEX($C:$C,))), \"\", 'PWS Records (System Entry)'!$D$3)","v":""},null,null,null,null,null,null,null,null,null,null,null,null,null,null,null,null,null,null,""]
[{"$f":"IF(AND(ISBLANK(INDEX($G:$G,)), ISBLANK(INDEX($C:$C,))), \"\", 'PWS Records (System Entry)'!$D$4)","v":""},{"$f":"IF(AND(ISBLANK(INDEX($G:$G,)), ISBLANK(INDEX($C:$C,))), \"\", 'PWS Records (System Entry)'!$D$3)","v":""},null,null,null,null,null,null,null,null,null,null,null,null,null,null,null,null,null,null,""]
[{"$f":"IF(AND(ISBLANK(INDEX($G:$G,)), ISBLANK(INDEX($C:$C,))), \"\", 'PWS Records (System Entry)'!$D$4)","v":""},{"$f":"IF(AND(ISBLANK(INDEX($G:$G,)), ISBLANK(INDEX($C:$C,))), \"\", 'PWS Records (System Entry)'!$D$3)","v":""},null,null,null,null,null,null,null,null,null,null,null,null,null,null,null,null,null,null,""]
[{"$f":"IF(AND(ISBLANK(INDEX($G:$G,)), ISBLANK(INDEX($C:$C,))), \"\", 'PWS Records (System Entry)'!$D$4)","v":""},{"$f":"IF(AND(ISBLANK(INDEX($G:$G,)), ISBLANK(INDEX($C:$C,))), \"\", 'PWS Records (System Entry)'!$D$3)","v":""},null,null,null,null,null,null,null,null,null,null,null,null,null,null,null,null,null,null,""]
[{"$f":"IF(AND(ISBLANK(INDEX($G:$G,)), ISBLANK(INDEX($C:$C,))), \"\", 'PWS Records (System Entry)'!$D$4)","v":""},{"$f":"IF(AND(ISBLANK(INDEX($G:$G,)), ISBLANK(INDEX($C:$C,))), \"\", 'PWS Records (System Entry)'!$D$3)","v":""},null,null,null,null,null,null,null,null,null,null,null,null,null,null,null,null,null,null,""]
[{"$f":"IF(AND(ISBLANK(INDEX($G:$G,)), ISBLANK(INDEX($C:$C,))), \"\", 'PWS Records (System Entry)'!$D$4)","v":""},{"$f":"IF(AND(ISBLANK(INDEX($G:$G,)), ISBLANK(INDEX($C:$C,))), \"\", 'PWS Records (System Entry)'!$D$3)","v":""},null,null,null,null,null,null,null,null,null,null,null,null,null,null,null,null,null,null,""]
[{"$f":"IF(AND(ISBLANK(INDEX($G:$G,)), ISBLANK(INDEX($C:$C,))), \"\", 'PWS Records (System Entry)'!$D$4)","v":""},{"$f":"IF(AND(ISBLANK(INDEX($G:$G,)), ISBLANK(INDEX($C:$C,))), \"\", 'PWS Records (System Entry)'!$D$3)","v":""},null,null,null,null,null,null,null,null,null,null,null,null,null,null,null,null,null,null,""]
[{"$f":"IF(AND(ISBLANK(INDEX($G:$G,)), ISBLANK(INDEX($C:$C,))), \"\", 'PWS Records (System Entry)'!$D$4)","v":""},{"$f":"IF(AND(ISBLANK(INDEX($G:$G,)), ISBLANK(INDEX($C:$C,))), \"\", 'PWS Records (System Entry)'!$D$3)","v":""},null,null,null,null,null,null,null,null,null,null,null,null,null,null,null,null,null,null,""]
[{"$f":"IF(AND(ISBLANK(INDEX($G:$G,)), ISBLANK(INDEX($C:$C,))), \"\", 'PWS Records (System Entry)'!$D$4)","v":""},{"$f":"IF(AND(ISBLANK(INDEX($G:$G,)), ISBLANK(INDEX($C:$C,))), \"\", 'PWS Records (System Entry)'!$D$3)","v":""},null,null,null,null,null,null,null,null,null,null,null,null,null,null,null,null,null,null,""]
[{"$f":"IF(AND(ISBLANK(INDEX($G:$G,)), ISBLANK(INDEX($C:$C,))), \"\", 'PWS Records (System Entry)'!$D$4)","v":""},{"$f":"IF(AND(ISBLANK(INDEX($G:$G,)), ISBLANK(INDEX($C:$C,))), \"\", 'PWS Records (System Entry)'!$D$3)","v":""},null,null,null,null,null,null,null,null,null,null,null,null,null,null,null,null,null,null,""]
[{"$f":"IF(AND(ISBLANK(INDEX($G:$G,)), ISBLANK(INDEX($C:$C,))), \"\", 'PWS Records (System Entry)'!$D$4)","v":""},{"$f":"IF(AND(ISBLANK(INDEX($G:$G,)), ISBLANK(INDEX($C:$C,))), \"\", 'PWS Records (System Entry)'!$D$3)","v":""},null,null,null,null,null,null,null,null,null,null,null,null,null,null,null,null,null,null,""]
[{"$f":"IF(AND(ISBLANK(INDEX($G:$G,)), ISBLANK(INDEX($C:$C,))), \"\", 'PWS Records (System Entry)'!$D$4)","v":""},{"$f":"IF(AND(ISBLANK(INDEX($G:$G,)), ISBLANK(INDEX($C:$C,))), \"\", 'PWS Records (System Entry)'!$D$3)","v":""},null,null,null,null,null,null,null,null,null,null,null,null,null,null,null,null,null,null,""]
[{"$f":"IF(AND(ISBLANK(INDEX($G:$G,)), ISBLANK(INDEX($C:$C,))), \"\", 'PWS Records (System Entry)'!$D$4)","v":""},{"$f":"IF(AND(ISBLANK(INDEX($G:$G,)), ISBLANK(INDEX($C:$C,))), \"\", 'PWS Records (System Entry)'!$D$3)","v":""},null,null,null,null,null,null,null,null,null,null,null,null,null,null,null,null,null,null,""]
[{"$f":"IF(AND(ISBLANK(INDEX($G:$G,)), ISBLANK(INDEX($C:$C,))), \"\", 'PWS Records (System Entry)'!$D$4)","v":""},{"$f":"IF(AND(ISBLANK(INDEX($G:$G,)), ISBLANK(INDEX($C:$C,))), \"\", 'PWS Records (System Entry)'!$D$3)","v":""},null,null,null,null,null,null,null,null,null,null,null,null,null,null,null,null,null,null,""]
[{"$f":"IF(AND(ISBLANK(INDEX($G:$G,)), ISBLANK(INDEX($C:$C,))), \"\", 'PWS Records (System Entry)'!$D$4)","v":""},{"$f":"IF(AND(ISBLANK(INDEX($G:$G,)), ISBLANK(INDEX($C:$C,))), \"\", 'PWS Records (System Entry)'!$D$3)","v":""},null,null,null,null,null,null,null,null,null,null,null,null,null,null,null,null,null,null,""]
[{"$f":"IF(AND(ISBLANK(INDEX($G:$G,)), ISBLANK(INDEX($C:$C,))), \"\", 'PWS Records (System Entry)'!$D$4)","v":""},{"$f":"IF(AND(ISBLANK(INDEX($G:$G,)), ISBLANK(INDEX($C:$C,))), \"\", 'PWS Records (System Entry)'!$D$3)","v":""},null,null,null,null,null,null,null,null,null,null,null,null,null,null,null,null,null,null,""]
[{"$f":"IF(AND(ISBLANK(INDEX($G:$G,)), ISBLANK(INDEX($C:$C,))), \"\", 'PWS Records (System Entry)'!$D$4)","v":""},{"$f":"IF(AND(ISBLANK(INDEX($G:$G,)), ISBLANK(INDEX($C:$C,))), \"\", 'PWS Records (System Entry)'!$D$3)","v":""},null,null,null,null,null,null,null,null,null,null,null,null,null,null,null,null,null,null,""]
[{"$f":"IF(AND(ISBLANK(INDEX($G:$G,)), ISBLANK(INDEX($C:$C,))), \"\", 'PWS Records (System Entry)'!$D$4)","v":""},{"$f":"IF(AND(ISBLANK(INDEX($G:$G,)), ISBLANK(INDEX($C:$C,))), \"\", 'PWS Records (System Entry)'!$D$3)","v":""},null,null,null,null,null,null,null,null,null,null,null,null,null,null,null,null,null,null,""]
[{"$f":"IF(AND(ISBLANK(INDEX($G:$G,)), ISBLANK(INDEX($C:$C,))), \"\", 'PWS Records (System Entry)'!$D$4)","v":""},{"$f":"IF(AND(ISBLANK(INDEX($G:$G,)), ISBLANK(INDEX($C:$C,))), \"\", 'PWS Records (System Entry)'!$D$3)","v":""},null,null,null,null,null,null,null,null,null,null,null,null,null,null,null,null,null,null,""]
[{"$f":"IF(AND(ISBLANK(INDEX($G:$G,)), ISBLANK(INDEX($C:$C,))), \"\", 'PWS Records (System Entry)'!$D$4)","v":""},{"$f":"IF(AND(ISBLANK(INDEX($G:$G,)), ISBLANK(INDEX($C:$C,))), \"\", 'PWS Records (System Entry)'!$D$3)","v":""},null,null,null,null,null,null,null,null,null,null,null,null,null,null,null,null,null,null,""]
[{"$f":"IF(AND(ISBLANK(INDEX($G:$G,)), ISBLANK(INDEX($C:$C,))), \"\", 'PWS Records (System Entry)'!$D$4)","v":""},{"$f":"IF(AND(ISBLANK(INDEX($G:$G,)), ISBLANK(INDEX($C:$C,))), \"\", 'PWS Records (System Entry)'!$D$3)","v":""},null,null,null,null,null,null,null,null,null,null,null,null,null,null,null,null,null,null,""]
[{"$f":"IF(AND(ISBLANK(INDEX($G:$G,)), ISBLANK(INDEX($C:$C,))), \"\", 'PWS Records (System Entry)'!$D$4)","v":""},{"$f":"IF(AND(ISBLANK(INDEX($G:$G,)), ISBLANK(INDEX($C:$C,))), \"\", 'PWS Records (System Entry)'!$D$3)","v":""},null,null,null,null,null,null,null,null,null,null,null,null,null,null,null,null,null,null,""]
[{"$f":"IF(AND(ISBLANK(INDEX($G:$G,)), ISBLANK(INDEX($C:$C,))), \"\", 'PWS Records (System Entry)'!$D$4)","v":""},{"$f":"IF(AND(ISBLANK(INDEX($G:$G,)), ISBLANK(INDEX($C:$C,))), \"\", 'PWS Records (System Entry)'!$D$3)","v":""},null,null,null,null,null,null,null,null,null,null,null,null,null,null,null,null,null,null,""]
[{"$f":"IF(AND(ISBLANK(INDEX($G:$G,)), ISBLANK(INDEX($C:$C,))), \"\", 'PWS Records (System Entry)'!$D$4)","v":""},{"$f":"IF(AND(ISBLANK(INDEX($G:$G,)), ISBLANK(INDEX($C:$C,))), \"\", 'PWS Records (System Entry)'!$D$3)","v":""},null,null,null,null,null,null,null,null,null,null,null,null,null,null,null,null,null,null,""]
[{"$f":"IF(AND(ISBLANK(INDEX($G:$G,)), ISBLANK(INDEX($C:$C,))), \"\", 'PWS Records (System Entry)'!$D$4)","v":""},{"$f":"IF(AND(ISBLANK(INDEX($G:$G,)), ISBLANK(INDEX($C:$C,))), \"\", 'PWS Records (System Entry)'!$D$3)","v":""},null,null,null,null,null,null,null,null,null,null,null,null,null,null,null,null,null,null,""]
[{"$f":"IF(AND(ISBLANK(INDEX($G:$G,)), ISBLANK(INDEX($C:$C,))), \"\", 'PWS Records (System Entry)'!$D$4)","v":""},{"$f":"IF(AND(ISBLANK(INDEX($G:$G,)), ISBLANK(INDEX($C:$C,))), \"\", 'PWS Records (System Entry)'!$D$3)","v":""},null,null,null,null,null,null,null,null,null,null,null,null,null,null,null,null,null,null,""]
[{"$f":"IF(AND(ISBLANK(INDEX($G:$G,)), ISBLANK(INDEX($C:$C,))), \"\", 'PWS Records (System Entry)'!$D$4)","v":""},{"$f":"IF(AND(ISBLANK(INDEX($G:$G,)), ISBLANK(INDEX($C:$C,))), \"\", 'PWS Records (System Entry)'!$D$3)","v":""},null,null,null,null,null,null,null,null,null,null,null,null,null,null,null,null,null,null,""]
[{"$f":"IF(AND(ISBLANK(INDEX($G:$G,)), ISBLANK(INDEX($C:$C,))), \"\", 'PWS Records (System Entry)'!$D$4)","v":""},{"$f":"IF(AND(ISBLANK(INDEX($G:$G,)), ISBLANK(INDEX($C:$C,))), \"\", 'PWS Records (System Entry)'!$D$3)","v":""},null,null,null,null,null,null,null,null,null,null,null,null,null,null,null,null,null,null,""]
[{"$f":"IF(AND(ISBLANK(INDEX($G:$G,)), ISBLANK(INDEX($C:$C,))), \"\", 'PWS Records (System Entry)'!$D$4)","v":""},{"$f":"IF(AND(ISBLANK(INDEX($G:$G,)), ISBLANK(INDEX($C:$C,))), \"\", 'PWS Records (System Entry)'!$D$3)","v":""},null,null,null,null,null,null,null,null,null,null,null,null,null,null,null,null,null,null,""]
[{"$f":"IF(AND(ISBLANK(INDEX($G:$G,)), ISBLANK(INDEX($C:$C,))), \"\", 'PWS Records (System Entry)'!$D$4)","v":""},{"$f":"IF(AND(ISBLANK(INDEX($G:$G,)), ISBLANK(INDEX($C:$C,))), \"\", 'PWS Records (System Entry)'!$D$3)","v":""},null,null,null,null,null,null,null,null,null,null,null,null,null,null,null,null,null,null,""]
[{"$f":"IF(AND(ISBLANK(INDEX($G:$G,)), ISBLANK(INDEX($C:$C,))), \"\", 'PWS Records (System Entry)'!$D$4)","v":""},{"$f":"IF(AND(ISBLANK(INDEX($G:$G,)), ISBLANK(INDEX($C:$C,))), \"\", 'PWS Records (System Entry)'!$D$3)","v":""},null,null,null,null,null,null,null,null,null,null,null,null,null,null,null,null,null,null,""]
[{"$f":"IF(AND(ISBLANK(INDEX($G:$G,)), ISBLANK(INDEX($C:$C,))), \"\", 'PWS Records (System Entry)'!$D$4)","v":""},{"$f":"IF(AND(ISBLANK(INDEX($G:$G,)), ISBLANK(INDEX($C:$C,))), \"\", 'PWS Records (System Entry)'!$D$3)","v":""},null,null,null,null,null,null,null,null,null,null,null,null,null,null,null,null,null,null,""]
[{"$f":"IF(AND(ISBLANK(INDEX($G:$G,)), ISBLANK(INDEX($C:$C,))), \"\", 'PWS Records (System Entry)'!$D$4)","v":""},{"$f":"IF(AND(ISBLANK(INDEX($G:$G,)), ISBLANK(INDEX($C:$C,))), \"\", 'PWS Records (System Entry)'!$D$3)","v":""},null,null,null,null,null,null,null,null,null,null,null,null,null,null,null,null,null,null,""]
[{"$f":"IF(AND(ISBLANK(INDEX($G:$G,)), ISBLANK(INDEX($C:$C,))), \"\", 'PWS Records (System Entry)'!$D$4)","v":""},{"$f":"IF(AND(ISBLANK(INDEX($G:$G,)), ISBLANK(INDEX($C:$C,))), \"\", 'PWS Records (System Entry)'!$D$3)","v":""},null,null,null,null,null,null,null,null,null,null,null,null,null,null,null,null,null,null,""]
[{"$f":"IF(AND(ISBLANK(INDEX($G:$G,)), ISBLANK(INDEX($C:$C,))), \"\", 'PWS Records (System Entry)'!$D$4)","v":""},{"$f":"IF(AND(ISBLANK(INDEX($G:$G,)), ISBLANK(INDEX($C:$C,))), \"\", 'PWS Records (System Entry)'!$D$3)","v":""},null,null,null,null,null,null,null,null,null,null,null,null,null,null,null,null,null,null,""]
[{"$f":"IF(AND(ISBLANK(INDEX($G:$G,)), ISBLANK(INDEX($C:$C,))), \"\", 'PWS Records (System Entry)'!$D$4)","v":""},{"$f":"IF(AND(ISBLANK(INDEX($G:$G,)), ISBLANK(INDEX($C:$C,))), \"\", 'PWS Records (System Entry)'!$D$3)","v":""},null,null,null,null,null,null,null,null,null,null,null,null,null,null,null,null,null,null,""]
[{"$f":"IF(AND(ISBLANK(INDEX($G:$G,)), ISBLANK(INDEX($C:$C,))), \"\", 'PWS Records (System Entry)'!$D$4)","v":""},{"$f":"IF(AND(ISBLANK(INDEX($G:$G,)), ISBLANK(INDEX($C:$C,))), \"\", 'PWS Records (System Entry)'!$D$3)","v":""},null,null,null,null,null,null,null,null,null,null,null,null,null,null,null,null,null,null,""]
[{"$f":"IF(AND(ISBLANK(INDEX($G:$G,)), ISBLANK(INDEX($C:$C,))), \"\", 'PWS Records (System Entry)'!$D$4)","v":""},{"$f":"IF(AND(ISBLANK(INDEX($G:$G,)), ISBLANK(INDEX($C:$C,))), \"\", 'PWS Records (System Entry)'!$D$3)","v":""},null,null,null,null,null,null,null,null,null,null,null,null,null,null,null,null,null,null,""]
[{"$f":"IF(AND(ISBLANK(INDEX($G:$G,)), ISBLANK(INDEX($C:$C,))), \"\", 'PWS Records (System Entry)'!$D$4)","v":""},{"$f":"IF(AND(ISBLANK(INDEX($G:$G,)), ISBLANK(INDEX($C:$C,))), \"\", 'PWS Records (System Entry)'!$D$3)","v":""},null,null,null,null,null,null,null,null,null,null,null,null,null,null,null,null,null,null,""]
[{"$f":"IF(AND(ISBLANK(INDEX($G:$G,)), ISBLANK(INDEX($C:$C,))), \"\", 'PWS Records (System Entry)'!$D$4)","v":""},{"$f":"IF(AND(ISBLANK(INDEX($G:$G,)), ISBLANK(INDEX($C:$C,))), \"\", 'PWS Records (System Entry)'!$D$3)","v":""},null,null,null,null,null,null,null,null,null,null,null,null,null,null,null,null,null,null,""]
[{"$f":"IF(AND(ISBLANK(INDEX($G:$G,)), ISBLANK(INDEX($C:$C,))), \"\", 'PWS Records (System Entry)'!$D$4)","v":""},{"$f":"IF(AND(ISBLANK(INDEX($G:$G,)), ISBLANK(INDEX($C:$C,))), \"\", 'PWS Records (System Entry)'!$D$3)","v":""},null,null,null,null,null,null,null,null,null,null,null,null,null,null,null,null,null,null,""]
[{"$f":"IF(AND(ISBLANK(INDEX($G:$G,)), ISBLANK(INDEX($C:$C,))), \"\", 'PWS Records (System Entry)'!$D$4)","v":""},{"$f":"IF(AND(ISBLANK(INDEX($G:$G,)), ISBLANK(INDEX($C:$C,))), \"\", 'PWS Records (System Entry)'!$D$3)","v":""},null,null,null,null,null,null,null,null,null,null,null,null,null,null,null,null,null,null,""]
[{"$f":"IF(AND(ISBLANK(INDEX($G:$G,)), ISBLANK(INDEX($C:$C,))), \"\", 'PWS Records (System Entry)'!$D$4)","v":""},{"$f":"IF(AND(ISBLANK(INDEX($G:$G,)), ISBLANK(INDEX($C:$C,))), \"\", 'PWS Records (System Entry)'!$D$3)","v":""},null,null,null,null,null,null,null,null,null,null,null,null,null,null,null,null,null,null,""]
[{"$f":"IF(AND(ISBLANK(INDEX($G:$G,)), ISBLANK(INDEX($C:$C,))), \"\", 'PWS Records (System Entry)'!$D$4)","v":""},{"$f":"IF(AND(ISBLANK(INDEX($G:$G,)), ISBLANK(INDEX($C:$C,))), \"\", 'PWS Records (System Entry)'!$D$3)","v":""},null,null,null,null,null,null,null,null,null,null,null,null,null,null,null,null,null,null,""]
[{"$f":"IF(AND(ISBLANK(INDEX($G:$G,)), ISBLANK(INDEX($C:$C,))), \"\", 'PWS Records (System Entry)'!$D$4)","v":""},{"$f":"IF(AND(ISBLANK(INDEX($G:$G,)), ISBLANK(INDEX($C:$C,))), \"\", 'PWS Records (System Entry)'!$D$3)","v":""},null,null,null,null,null,null,null,null,null,null,null,null,null,null,null,null,null,null,""]
[{"$f":"IF(AND(ISBLANK(INDEX($G:$G,)), ISBLANK(INDEX($C:$C,))), \"\", 'PWS Records (System Entry)'!$D$4)","v":""},{"$f":"IF(AND(ISBLANK(INDEX($G:$G,)), ISBLANK(INDEX($C:$C,))), \"\", 'PWS Records (System Entry)'!$D$3)","v":""},null,null,null,null,null,null,null,null,null,null,null,null,null,null,null,null,null,null,""]
[{"$f":"IF(AND(ISBLANK(INDEX($G:$G,)), ISBLANK(INDEX($C:$C,))), \"\", 'PWS Records (System Entry)'!$D$4)","v":""},{"$f":"IF(AND(ISBLANK(INDEX($G:$G,)), ISBLANK(INDEX($C:$C,))), \"\", 'PWS Records (System Entry)'!$D$3)","v":""},null,null,null,null,null,null,null,null,null,null,null,null,null,null,null,null,null,null,""]
[{"$f":"IF(AND(ISBLANK(INDEX($G:$G,)), ISBLANK(INDEX($C:$C,))), \"\", 'PWS Records (System Entry)'!$D$4)","v":""},{"$f":"IF(AND(ISBLANK(INDEX($G:$G,)), ISBLANK(INDEX($C:$C,))), \"\", 'PWS Records (System Entry)'!$D$3)","v":""},null,null,null,null,null,null,null,null,null,null,null,null,null,null,null,null,null,null,""]
[{"$f":"IF(AND(ISBLANK(INDEX($G:$G,)), ISBLANK(INDEX($C:$C,))), \"\", 'PWS Records (System Entry)'!$D$4)","v":""},{"$f":"IF(AND(ISBLANK(INDEX($G:$G,)), ISBLANK(INDEX($C:$C,))), \"\", 'PWS Records (System Entry)'!$D$3)","v":""},null,null,null,null,null,null,null,null,null,null,null,null,null,null,null,null,null,null,""]
[{"$f":"IF(AND(ISBLANK(INDEX($G:$G,)), ISBLANK(INDEX($C:$C,))), \"\", 'PWS Records (System Entry)'!$D$4)","v":""},{"$f":"IF(AND(ISBLANK(INDEX($G:$G,)), ISBLANK(INDEX($C:$C,))), \"\", 'PWS Records (System Entry)'!$D$3)","v":""},null,null,null,null,null,null,null,null,null,null,null,null,null,null,null,null,null,null,""]
[{"$f":"IF(AND(ISBLANK(INDEX($G:$G,)), ISBLANK(INDEX($C:$C,))), \"\", 'PWS Records (System Entry)'!$D$4)","v":""},{"$f":"IF(AND(ISBLANK(INDEX($G:$G,)), ISBLANK(INDEX($C:$C,))), \"\", 'PWS Records (System Entry)'!$D$3)","v":""},null,null,null,null,null,null,null,null,null,null,null,null,null,null,null,null,null,null,""]
[{"$f":"IF(AND(ISBLANK(INDEX($G:$G,)), ISBLANK(INDEX($C:$C,))), \"\", 'PWS Records (System Entry)'!$D$4)","v":""},{"$f":"IF(AND(ISBLANK(INDEX($G:$G,)), ISBLANK(INDEX($C:$C,))), \"\", 'PWS Records (System Entry)'!$D$3)","v":""},null,null,null,null,null,null,null,null,null,null,null,null,null,null,null,null,null,null,""]
[{"$f":"IF(AND(ISBLANK(INDEX($G:$G,)), ISBLANK(INDEX($C:$C,))), \"\", 'PWS Records (System Entry)'!$D$4)","v":""},{"$f":"IF(AND(ISBLANK(INDEX($G:$G,)), ISBLANK(INDEX($C:$C,))), \"\", 'PWS Records (System Entry)'!$D$3)","v":""},null,null,null,null,null,null,null,null,null,null,null,null,null,null,null,null,null,null,""]
[{"$f":"IF(AND(ISBLANK(INDEX($G:$G,)), ISBLANK(INDEX($C:$C,))), \"\", 'PWS Records (System Entry)'!$D$4)","v":""},{"$f":"IF(AND(ISBLANK(INDEX($G:$G,)), ISBLANK(INDEX($C:$C,))), \"\", 'PWS Records (System Entry)'!$D$3)","v":""},null,null,null,null,null,null,null,null,null,null,null,null,null,null,null,null,null,null,""]
[{"$f":"IF(AND(ISBLANK(INDEX($G:$G,)), ISBLANK(INDEX($C:$C,))), \"\", 'PWS Records (System Entry)'!$D$4)","v":""},{"$f":"IF(AND(ISBLANK(INDEX($G:$G,)), ISBLANK(INDEX($C:$C,))), \"\", 'PWS Records (System Entry)'!$D$3)","v":""},null,null,null,null,null,null,null,null,null,null,null,null,null,null,null,null,null,null,""]
[{"$f":"IF(AND(ISBLANK(INDEX($G:$G,)), ISBLANK(INDEX($C:$C,))), \"\", 'PWS Records (System Entry)'!$D$4)","v":""},{"$f":"IF(AND(ISBLANK(INDEX($G:$G,)), ISBLANK(INDEX($C:$C,))), \"\", 'PWS Records (System Entry)'!$D$3)","v":""},null,null,null,null,null,null,null,null,null,null,null,null,null,null,null,null,null,null,""]
[{"$f":"IF(AND(ISBLANK(INDEX($G:$G,)), ISBLANK(INDEX($C:$C,))), \"\", 'PWS Records (System Entry)'!$D$4)","v":""},{"$f":"IF(AND(ISBLANK(INDEX($G:$G,)), ISBLANK(INDEX($C:$C,))), \"\", 'PWS Records (System Entry)'!$D$3)","v":""},null,null,null,null,null,null,null,null,null,null,null,null,null,null,null,null,null,null,""]
[{"$f":"IF(AND(ISBLANK(INDEX($G:$G,)), ISBLANK(INDEX($C:$C,))), \"\", 'PWS Records (System Entry)'!$D$4)","v":""},{"$f":"IF(AND(ISBLANK(INDEX($G:$G,)), ISBLANK(INDEX($C:$C,))), \"\", 'PWS Records (System Entry)'!$D$3)","v":""},null,null,null,null,null,null,null,null,null,null,null,null,null,null,null,null,null,null,""]
[{"$f":"IF(AND(ISBLANK(INDEX($G:$G,)), ISBLANK(INDEX($C:$C,))), \"\", 'PWS Records (System Entry)'!$D$4)","v":""},{"$f":"IF(AND(ISBLANK(INDEX($G:$G,)), ISBLANK(INDEX($C:$C,))), \"\", 'PWS Records (System Entry)'!$D$3)","v":""},null,null,null,null,null,null,null,null,null,null,null,null,null,null,null,null,null,null,""]
[{"$f":"IF(AND(ISBLANK(INDEX($G:$G,)), ISBLANK(INDEX($C:$C,))), \"\", 'PWS Records (System Entry)'!$D$4)","v":""},{"$f":"IF(AND(ISBLANK(INDEX($G:$G,)), ISBLANK(INDEX($C:$C,))), \"\", 'PWS Records (System Entry)'!$D$3)","v":""},null,null,null,null,null,null,null,null,null,null,null,null,null,null,null,null,null,null,""]
[{"$f":"IF(AND(ISBLANK(INDEX($G:$G,)), ISBLANK(INDEX($C:$C,))), \"\", 'PWS Records (System Entry)'!$D$4)","v":""},{"$f":"IF(AND(ISBLANK(INDEX($G:$G,)), ISBLANK(INDEX($C:$C,))), \"\", 'PWS Records (System Entry)'!$D$3)","v":""},null,null,null,null,null,null,null,null,null,null,null,null,null,null,null,null,null,null,""]
[{"$f":"IF(AND(ISBLANK(INDEX($G:$G,)), ISBLANK(INDEX($C:$C,))), \"\", 'PWS Records (System Entry)'!$D$4)","v":""},{"$f":"IF(AND(ISBLANK(INDEX($G:$G,)), ISBLANK(INDEX($C:$C,))), \"\", 'PWS Records (System Entry)'!$D$3)","v":""},null,null,null,null,null,null,null,null,null,null,null,null,null,null,null,null,null,null,""]
[{"$f":"IF(AND(ISBLANK(INDEX($G:$G,)), ISBLANK(INDEX($C:$C,))), \"\", 'PWS Records (System Entry)'!$D$4)","v":""},{"$f":"IF(AND(ISBLANK(INDEX($G:$G,)), ISBLANK(INDEX($C:$C,))), \"\", 'PWS Records (System Entry)'!$D$3)","v":""},null,null,null,null,null,null,null,null,null,null,null,null,null,null,null,null,null,null,""]
[{"$f":"IF(AND(ISBLANK(INDEX($G:$G,)), ISBLANK(INDEX($C:$C,))), \"\", 'PWS Records (System Entry)'!$D$4)","v":""},{"$f":"IF(AND(ISBLANK(INDEX($G:$G,)), ISBLANK(INDEX($C:$C,))), \"\", 'PWS Records (System Entry)'!$D$3)","v":""},null,null,null,null,null,null,null,null,null,null,null,null,null,null,null,null,null,null,""]
[{"$f":"IF(AND(ISBLANK(INDEX($G:$G,)), ISBLANK(INDEX($C:$C,))), \"\", 'PWS Records (System Entry)'!$D$4)","v":""},{"$f":"IF(AND(ISBLANK(INDEX($G:$G,)), ISBLANK(INDEX($C:$C,))), \"\", 'PWS Records (System Entry)'!$D$3)","v":""},null,null,null,null,null,null,null,null,null,null,null,null,null,null,null,null,null,null,""]
[{"$f":"IF(AND(ISBLANK(INDEX($G:$G,)), ISBLANK(INDEX($C:$C,))), \"\", 'PWS Records (System Entry)'!$D$4)","v":""},{"$f":"IF(AND(ISBLANK(INDEX($G:$G,)), ISBLANK(INDEX($C:$C,))), \"\", 'PWS Records (System Entry)'!$D$3)","v":""},null,null,null,null,null,null,null,null,null,null,null,null,null,null,null,null,null,null,""]
[{"$f":"IF(AND(ISBLANK(INDEX($G:$G,)), ISBLANK(INDEX($C:$C,))), \"\", 'PWS Records (System Entry)'!$D$4)","v":""},{"$f":"IF(AND(ISBLANK(INDEX($G:$G,)), ISBLANK(INDEX($C:$C,))), \"\", 'PWS Records (System Entry)'!$D$3)","v":""},null,null,null,null,null,null,null,null,null,null,null,null,null,null,null,null,null,null,""]
[{"$f":"IF(AND(ISBLANK(INDEX($G:$G,)), ISBLANK(INDEX($C:$C,))), \"\", 'PWS Records (System Entry)'!$D$4)","v":""},{"$f":"IF(AND(ISBLANK(INDEX($G:$G,)), ISBLANK(INDEX($C:$C,))), \"\", 'PWS Records (System Entry)'!$D$3)","v":""},null,null,null,null,null,null,null,null,null,null,null,null,null,null,null,null,null,null,""]
[{"$f":"IF(AND(ISBLANK(INDEX($G:$G,)), ISBLANK(INDEX($C:$C,))), \"\", 'PWS Records (System Entry)'!$D$4)","v":""},{"$f":"IF(AND(ISBLANK(INDEX($G:$G,)), ISBLANK(INDEX($C:$C,))), \"\", 'PWS Records (System Entry)'!$D$3)","v":""},null,null,null,null,null,null,null,null,null,null,null,null,null,null,null,null,null,null,""]
[{"$f":"IF(AND(ISBLANK(INDEX($G:$G,)), ISBLANK(INDEX($C:$C,))), \"\", 'PWS Records (System Entry)'!$D$4)","v":""},{"$f":"IF(AND(ISBLANK(INDEX($G:$G,)), ISBLANK(INDEX($C:$C,))), \"\", 'PWS Records (System Entry)'!$D$3)","v":""},null,null,null,null,null,null,null,null,null,null,null,null,null,null,null,null,null,null,""]
[{"$f":"IF(AND(ISBLANK(INDEX($G:$G,)), ISBLANK(INDEX($C:$C,))), \"\", 'PWS Records (System Entry)'!$D$4)","v":""},{"$f":"IF(AND(ISBLANK(INDEX($G:$G,)), ISBLANK(INDEX($C:$C,))), \"\", 'PWS Records (System Entry)'!$D$3)","v":""},null,null,null,null,null,null,null,null,null,null,null,null,null,null,null,null,null,null,""]
[{"$f":"IF(AND(ISBLANK(INDEX($G:$G,)), ISBLANK(INDEX($C:$C,))), \"\", 'PWS Records (System Entry)'!$D$4)","v":""},{"$f":"IF(AND(ISBLANK(INDEX($G:$G,)), ISBLANK(INDEX($C:$C,))), \"\", 'PWS Records (System Entry)'!$D$3)","v":""},null,null,null,null,null,null,null,null,null,null,null,null,null,null,null,null,null,null,""]
[{"$f":"IF(AND(ISBLANK(INDEX($G:$G,)), ISBLANK(INDEX($C:$C,))), \"\", 'PWS Records (System Entry)'!$D$4)","v":""},{"$f":"IF(AND(ISBLANK(INDEX($G:$G,)), ISBLANK(INDEX($C:$C,))), \"\", 'PWS Records (System Entry)'!$D$3)","v":""},null,null,null,null,null,null,null,null,null,null,null,null,null,null,null,null,null,null,""]
[{"$f":"IF(AND(ISBLANK(INDEX($G:$G,)), ISBLANK(INDEX($C:$C,))), \"\", 'PWS Records (System Entry)'!$D$4)","v":""},{"$f":"IF(AND(ISBLANK(INDEX($G:$G,)), ISBLANK(INDEX($C:$C,))), \"\", 'PWS Records (System Entry)'!$D$3)","v":""},null,null,null,null,null,null,null,null,null,null,null,null,null,null,null,null,null,null,""]
[{"$f":"IF(AND(ISBLANK(INDEX($G:$G,)), ISBLANK(INDEX($C:$C,))), \"\", 'PWS Records (System Entry)'!$D$4)","v":""},{"$f":"IF(AND(ISBLANK(INDEX($G:$G,)), ISBLANK(INDEX($C:$C,))), \"\", 'PWS Records (System Entry)'!$D$3)","v":""},null,null,null,null,null,null,null,null,null,null,null,null,null,null,null,null,null,null,""]
[{"$f":"IF(AND(ISBLANK(INDEX($G:$G,)), ISBLANK(INDEX($C:$C,))), \"\", 'PWS Records (System Entry)'!$D$4)","v":""},{"$f":"IF(AND(ISBLANK(INDEX($G:$G,)), ISBLANK(INDEX($C:$C,))), \"\", 'PWS Records (System Entry)'!$D$3)","v":""},null,null,null,null,null,null,null,null,null,null,null,null,null,null,null,null,null,null,{"$f":"IF(AND(INDEX($K:$K,)=\"\", INDEX($L:$L,)=\"\", INDEX($M:$M,)=\"\", INDEX($Q:$Q,)=\"\", INDEX($R:$R,)=\"\"), \"\", IF(OR(INDEX($K:$K,)=\"Lead\",INDEX($Q:$Q,)=\"Lead\"),\"Lead\",IF(OR(AND(OR(INDEX($M:$M,)=\"Yes\", INDEX($M:$M,)=\"Don't Know\", INDEX($M:$M,)=\"\"), INDEX($Q:$Q,)=\"Galvanized Iron/Steel\"), AND(INDEX($K:$K,)=\"Unknown\", INDEX($M:$M,)=\"No\", INDEX($Q:$Q,)=\"Galvanized Iron/Steel\")), \"Galvanized Requiring Replacement\", IF(OR(AND(OR(INDEX($K:$K,)=\"Galvanized Iron/Steel\", INDEX($K:$K,)=\"Non-Lead - Copper\", INDEX($K:$K,)=\"Non-Lead - Plastic\", INDEX($K:$K,)=\"Non-Lead - Other\", INDEX($K:$K,)=\"Non-Lead - Material Unknown\", INDEX($K:$K,)=\"No System Owned Portion\"), OR(INDEX($Q:$Q,)=\"Galvanized Iron/Steel\", INDEX($Q:$Q,)=\"Non-Lead - Copper\", INDEX($Q:$Q,)=\"Non-Lead - Plastic\", INDEX($Q:$Q,)=\"Non-Lead - Other\", INDEX($Q:$Q,)=\"Non-Lead - Predictive Model\", INDEX($Q:$Q,)=\"No Customer Owned Portion\")), AND(OR( INDEX($K:$K,)=\"Galvanized Iron/Steel\", INDEX($K:$K,)=\"Non-Lead - Copper\", INDEX($K:$K,)=\"Non-Lead - Plastic\", INDEX($K:$K,)=\"Non-Lead - Other\", INDEX($K:$K,)=\"Non-Lead - Material Unknown\", INDEX($K:$K,)=\"No System Owned Portion\"), INDEX($M:$M,)=\"No\", INDEX($Q:$Q,)=\"Non-Lead - Material Unknown\")), \"Non-Lead\", \"Lead Status Unknown\"))))","v":""}]
[{"$f":"IF(AND(ISBLANK(INDEX($G:$G,)), ISBLANK(INDEX($C:$C,))), \"\", 'PWS Records (System Entry)'!$D$4)","v":""},{"$f":"IF(AND(ISBLANK(INDEX($G:$G,)), ISBLANK(INDEX($C:$C,))), \"\", 'PWS Records (System Entry)'!$D$3)","v":""},null,null,null,null,null,null,null,null,null,null,null,null,null,null,null,null,null,null,""]
[{"$f":"IF(AND(ISBLANK(INDEX($G:$G,)), ISBLANK(INDEX($C:$C,))), \"\", 'PWS Records (System Entry)'!$D$4)","v":""},{"$f":"IF(AND(ISBLANK(INDEX($G:$G,)), ISBLANK(INDEX($C:$C,))), \"\", 'PWS Records (System Entry)'!$D$3)","v":""},null,null,null,null,null,null,null,null,null,null,null,null,null,null,null,null,null,null,""]
[{"$f":"IF(AND(ISBLANK(INDEX($G:$G,)), ISBLANK(INDEX($C:$C,))), \"\", 'PWS Records (System Entry)'!$D$4)","v":""},{"$f":"IF(AND(ISBLANK(INDEX($G:$G,)), ISBLANK(INDEX($C:$C,))), \"\", 'PWS Records (System Entry)'!$D$3)","v":""},null,null,null,null,null,null,null,null,null,null,null,null,null,null,null,null,null,null,""]
[{"$f":"IF(AND(ISBLANK(INDEX($G:$G,)), ISBLANK(INDEX($C:$C,))), \"\", 'PWS Records (System Entry)'!$D$4)","v":""},{"$f":"IF(AND(ISBLANK(INDEX($G:$G,)), ISBLANK(INDEX($C:$C,))), \"\", 'PWS Records (System Entry)'!$D$3)","v":""},null,null,null,null,null,null,null,null,null,null,null,null,null,null,null,null,null,null,""]
[{"$f":"IF(AND(ISBLANK(INDEX($G:$G,)), ISBLANK(INDEX($C:$C,))), \"\", 'PWS Records (System Entry)'!$D$4)","v":""},{"$f":"IF(AND(ISBLANK(INDEX($G:$G,)), ISBLANK(INDEX($C:$C,))), \"\", 'PWS Records (System Entry)'!$D$3)","v":""},null,null,null,null,null,null,null,null,null,null,null,null,null,null,null,null,null,null,""]
[{"$f":"IF(AND(ISBLANK(INDEX($G:$G,)), ISBLANK(INDEX($C:$C,))), \"\", 'PWS Records (System Entry)'!$D$4)","v":""},{"$f":"IF(AND(ISBLANK(INDEX($G:$G,)), ISBLANK(INDEX($C:$C,))), \"\", 'PWS Records (System Entry)'!$D$3)","v":""},null,null,null,null,null,null,null,null,null,null,null,null,null,null,null,null,null,null,""]
[{"$f":"IF(AND(ISBLANK(INDEX($G:$G,)), ISBLANK(INDEX($C:$C,))), \"\", 'PWS Records (System Entry)'!$D$4)","v":""},{"$f":"IF(AND(ISBLANK(INDEX($G:$G,)), ISBLANK(INDEX($C:$C,))), \"\", 'PWS Records (System Entry)'!$D$3)","v":""},null,null,null,null,null,null,null,null,null,null,null,null,null,null,null,null,null,null,""]
[{"$f":"IF(AND(ISBLANK(INDEX($G:$G,)), ISBLANK(INDEX($C:$C,))), \"\", 'PWS Records (System Entry)'!$D$4)","v":""},{"$f":"IF(AND(ISBLANK(INDEX($G:$G,)), ISBLANK(INDEX($C:$C,))), \"\", 'PWS Records (System Entry)'!$D$3)","v":""},null,null,null,null,null,null,null,null,null,null,null,null,null,null,null,null,null,null,""]
[{"$f":"IF(AND(ISBLANK(INDEX($G:$G,)), ISBLANK(INDEX($C:$C,))), \"\", 'PWS Records (System Entry)'!$D$4)","v":""},{"$f":"IF(AND(ISBLANK(INDEX($G:$G,)), ISBLANK(INDEX($C:$C,))), \"\", 'PWS Records (System Entry)'!$D$3)","v":""},null,null,null,null,null,null,null,null,null,null,null,null,null,null,null,null,null,null,""]
[{"$f":"IF(AND(ISBLANK(INDEX($G:$G,)), ISBLANK(INDEX($C:$C,))), \"\", 'PWS Records (System Entry)'!$D$4)","v":""},{"$f":"IF(AND(ISBLANK(INDEX($G:$G,)), ISBLANK(INDEX($C:$C,))), \"\", 'PWS Records (System Entry)'!$D$3)","v":""},null,null,null,null,null,null,null,null,null,null,null,null,null,null,null,null,null,null,""]
[{"$f":"IF(AND(ISBLANK(INDEX($G:$G,)), ISBLANK(INDEX($C:$C,))), \"\", 'PWS Records (System Entry)'!$D$4)","v":""},{"$f":"IF(AND(ISBLANK(INDEX($G:$G,)), ISBLANK(INDEX($C:$C,))), \"\", 'PWS Records (System Entry)'!$D$3)","v":""},null,null,null,null,null,null,null,null,null,null,null,null,null,null,null,null,null,null,""]
[{"$f":"IF(AND(ISBLANK(INDEX($G:$G,)), ISBLANK(INDEX($C:$C,))), \"\", 'PWS Records (System Entry)'!$D$4)","v":""},{"$f":"IF(AND(ISBLANK(INDEX($G:$G,)), ISBLANK(INDEX($C:$C,))), \"\", 'PWS Records (System Entry)'!$D$3)","v":""},null,null,null,null,null,null,null,null,null,null,null,null,null,null,null,null,null,null,""]
[{"$f":"IF(AND(ISBLANK(INDEX($G:$G,)), ISBLANK(INDEX($C:$C,))), \"\", 'PWS Records (System Entry)'!$D$4)","v":""},{"$f":"IF(AND(ISBLANK(INDEX($G:$G,)), ISBLANK(INDEX($C:$C,))), \"\", 'PWS Records (System Entry)'!$D$3)","v":""},null,null,null,null,null,null,null,null,null,null,null,null,null,null,null,null,null,null,""]
[{"$f":"IF(AND(ISBLANK(INDEX($G:$G,)), ISBLANK(INDEX($C:$C,))), \"\", 'PWS Records (System Entry)'!$D$4)","v":""},{"$f":"IF(AND(ISBLANK(INDEX($G:$G,)), ISBLANK(INDEX($C:$C,))), \"\", 'PWS Records (System Entry)'!$D$3)","v":""},null,null,null,null,null,null,null,null,null,null,null,null,null,null,null,null,null,null,""]
[{"$f":"IF(AND(ISBLANK(INDEX($G:$G,)), ISBLANK(INDEX($C:$C,))), \"\", 'PWS Records (System Entry)'!$D$4)","v":""},{"$f":"IF(AND(ISBLANK(INDEX($G:$G,)), ISBLANK(INDEX($C:$C,))), \"\", 'PWS Records (System Entry)'!$D$3)","v":""},null,null,null,null,null,null,null,null,null,null,null,null,null,null,null,null,null,null,""]
[{"$f":"IF(AND(ISBLANK(INDEX($G:$G,)), ISBLANK(INDEX($C:$C,))), \"\", 'PWS Records (System Entry)'!$D$4)","v":""},{"$f":"IF(AND(ISBLANK(INDEX($G:$G,)), ISBLANK(INDEX($C:$C,))), \"\", 'PWS Records (System Entry)'!$D$3)","v":""},null,null,null,null,null,null,null,null,null,null,null,null,null,null,null,null,null,null,""]
[{"$f":"IF(AND(ISBLANK(INDEX($G:$G,)), ISBLANK(INDEX($C:$C,))), \"\", 'PWS Records (System Entry)'!$D$4)","v":""},{"$f":"IF(AND(ISBLANK(INDEX($G:$G,)), ISBLANK(INDEX($C:$C,))), \"\", 'PWS Records (System Entry)'!$D$3)","v":""},null,null,null,null,null,null,null,null,null,null,null,null,null,null,null,null,null,null,""]
[{"$f":"IF(AND(ISBLANK(INDEX($G:$G,)), ISBLANK(INDEX($C:$C,))), \"\", 'PWS Records (System Entry)'!$D$4)","v":""},{"$f":"IF(AND(ISBLANK(INDEX($G:$G,)), ISBLANK(INDEX($C:$C,))), \"\", 'PWS Records (System Entry)'!$D$3)","v":""},null,null,null,null,null,null,null,null,null,null,null,null,null,null,null,null,null,null,""]
[{"$f":"IF(AND(ISBLANK(INDEX($G:$G,)), ISBLANK(INDEX($C:$C,))), \"\", 'PWS Records (System Entry)'!$D$4)","v":""},{"$f":"IF(AND(ISBLANK(INDEX($G:$G,)), ISBLANK(INDEX($C:$C,))), \"\", 'PWS Records (System Entry)'!$D$3)","v":""},null,null,null,null,null,null,null,null,null,null,null,null,null,null,null,null,null,null,""]
[{"$f":"IF(AND(ISBLANK(INDEX($G:$G,)), ISBLANK(INDEX($C:$C,))), \"\", 'PWS Records (System Entry)'!$D$4)","v":""},{"$f":"IF(AND(ISBLANK(INDEX($G:$G,)), ISBLANK(INDEX($C:$C,))), \"\", 'PWS Records (System Entry)'!$D$3)","v":""},null,null,null,null,null,null,null,null,null,null,null,null,null,null,null,null,null,null,""]
[{"$f":"IF(AND(ISBLANK(INDEX($G:$G,)), ISBLANK(INDEX($C:$C,))), \"\", 'PWS Records (System Entry)'!$D$4)","v":""},{"$f":"IF(AND(ISBLANK(INDEX($G:$G,)), ISBLANK(INDEX($C:$C,))), \"\", 'PWS Records (System Entry)'!$D$3)","v":""},null,null,null,null,null,null,null,null,null,null,null,null,null,null,null,null,null,null,""]
[{"$f":"IF(AND(ISBLANK(INDEX($G:$G,)), ISBLANK(INDEX($C:$C,))), \"\", 'PWS Records (System Entry)'!$D$4)","v":""},{"$f":"IF(AND(ISBLANK(INDEX($G:$G,)), ISBLANK(INDEX($C:$C,))), \"\", 'PWS Records (System Entry)'!$D$3)","v":""},null,null,null,null,null,null,null,null,null,null,null,null,null,null,null,null,null,null,""]
[{"$f":"IF(AND(ISBLANK(INDEX($G:$G,)), ISBLANK(INDEX($C:$C,))), \"\", 'PWS Records (System Entry)'!$D$4)","v":""},{"$f":"IF(AND(ISBLANK(INDEX($G:$G,)), ISBLANK(INDEX($C:$C,))), \"\", 'PWS Records (System Entry)'!$D$3)","v":""},null,null,null,null,null,null,null,null,null,null,null,null,null,null,null,null,null,null,""]
[{"$f":"IF(AND(ISBLANK(INDEX($G:$G,)), ISBLANK(INDEX($C:$C,))), \"\", 'PWS Records (System Entry)'!$D$4)","v":""},{"$f":"IF(AND(ISBLANK(INDEX($G:$G,)), ISBLANK(INDEX($C:$C,))), \"\", 'PWS Records (System Entry)'!$D$3)","v":""},null,null,null,null,null,null,null,null,null,null,null,null,null,null,null,null,null,null,""]
[{"$f":"IF(AND(ISBLANK(INDEX($G:$G,)), ISBLANK(INDEX($C:$C,))), \"\", 'PWS Records (System Entry)'!$D$4)","v":""},{"$f":"IF(AND(ISBLANK(INDEX($G:$G,)), ISBLANK(INDEX($C:$C,))), \"\", 'PWS Records (System Entry)'!$D$3)","v":""},null,null,null,null,null,null,null,null,null,null,null,null,null,null,null,null,null,null,""]
[{"$f":"IF(AND(ISBLANK(INDEX($G:$G,)), ISBLANK(INDEX($C:$C,))), \"\", 'PWS Records (System Entry)'!$D$4)","v":""},{"$f":"IF(AND(ISBLANK(INDEX($G:$G,)), ISBLANK(INDEX($C:$C,))), \"\", 'PWS Records (System Entry)'!$D$3)","v":""},null,null,null,null,null,null,null,null,null,null,null,null,null,null,null,null,null,null,""]
[{"$f":"IF(AND(ISBLANK(INDEX($G:$G,)), ISBLANK(INDEX($C:$C,))), \"\", 'PWS Records (System Entry)'!$D$4)","v":""},{"$f":"IF(AND(ISBLANK(INDEX($G:$G,)), ISBLANK(INDEX($C:$C,))), \"\", 'PWS Records (System Entry)'!$D$3)","v":""},null,null,null,null,null,null,null,null,null,null,null,null,null,null,null,null,null,null,""]
[{"$f":"IF(AND(ISBLANK(INDEX($G:$G,)), ISBLANK(INDEX($C:$C,))), \"\", 'PWS Records (System Entry)'!$D$4)","v":""},{"$f":"IF(AND(ISBLANK(INDEX($G:$G,)), ISBLANK(INDEX($C:$C,))), \"\", 'PWS Records (System Entry)'!$D$3)","v":""},null,null,null,null,null,null,null,null,null,null,null,null,null,null,null,null,null,null,""]
[{"$f":"IF(AND(ISBLANK(INDEX($G:$G,)), ISBLANK(INDEX($C:$C,))), \"\", 'PWS Records (System Entry)'!$D$4)","v":""},{"$f":"IF(AND(ISBLANK(INDEX($G:$G,)), ISBLANK(INDEX($C:$C,))), \"\", 'PWS Records (System Entry)'!$D$3)","v":""},null,null,null,null,null,null,null,null,null,null,null,null,null,null,null,null,null,null,""]
[{"$f":"IF(AND(ISBLANK(INDEX($G:$G,)), ISBLANK(INDEX($C:$C,))), \"\", 'PWS Records (System Entry)'!$D$4)","v":""},{"$f":"IF(AND(ISBLANK(INDEX($G:$G,)), ISBLANK(INDEX($C:$C,))), \"\", 'PWS Records (System Entry)'!$D$3)","v":""},null,null,null,null,null,null,null,null,null,null,null,null,null,null,null,null,null,null,""]
[{"$f":"IF(AND(ISBLANK(INDEX($G:$G,)), ISBLANK(INDEX($C:$C,))), \"\", 'PWS Records (System Entry)'!$D$4)","v":""},{"$f":"IF(AND(ISBLANK(INDEX($G:$G,)), ISBLANK(INDEX($C:$C,))), \"\", 'PWS Records (System Entry)'!$D$3)","v":""},null,null,null,null,null,null,null,null,null,null,null,null,null,null,null,null,null,null,""]
[{"$f":"IF(AND(ISBLANK(INDEX($G:$G,)), ISBLANK(INDEX($C:$C,))), \"\", 'PWS Records (System Entry)'!$D$4)","v":""},{"$f":"IF(AND(ISBLANK(INDEX($G:$G,)), ISBLANK(INDEX($C:$C,))), \"\", 'PWS Records (System Entry)'!$D$3)","v":""},null,null,null,null,null,null,null,null,null,null,null,null,null,null,null,null,null,null,""]
[{"$f":"IF(AND(ISBLANK(INDEX($G:$G,)), ISBLANK(INDEX($C:$C,))), \"\", 'PWS Records (System Entry)'!$D$4)","v":""},{"$f":"IF(AND(ISBLANK(INDEX($G:$G,)), ISBLANK(INDEX($C:$C,))), \"\", 'PWS Records (System Entry)'!$D$3)","v":""},null,null,null,null,null,null,null,null,null,null,null,null,null,null,null,null,null,null,""]
[{"$f":"IF(AND(ISBLANK(INDEX($G:$G,)), ISBLANK(INDEX($C:$C,))), \"\", 'PWS Records (System Entry)'!$D$4)","v":""},{"$f":"IF(AND(ISBLANK(INDEX($G:$G,)), ISBLANK(INDEX($C:$C,))), \"\", 'PWS Records (System Entry)'!$D$3)","v":""},null,null,null,null,null,null,null,null,null,null,null,null,null,null,null,null,null,null,""]
[{"$f":"IF(AND(ISBLANK(INDEX($G:$G,)), ISBLANK(INDEX($C:$C,))), \"\", 'PWS Records (System Entry)'!$D$4)","v":""},{"$f":"IF(AND(ISBLANK(INDEX($G:$G,)), ISBLANK(INDEX($C:$C,))), \"\", 'PWS Records (System Entry)'!$D$3)","v":""},null,null,null,null,null,null,null,null,null,null,null,null,null,null,null,null,null,null,""]
[{"$f":"IF(AND(ISBLANK(INDEX($G:$G,)), ISBLANK(INDEX($C:$C,))), \"\", 'PWS Records (System Entry)'!$D$4)","v":""},{"$f":"IF(AND(ISBLANK(INDEX($G:$G,)), ISBLANK(INDEX($C:$C,))), \"\", 'PWS Records (System Entry)'!$D$3)","v":""},null,null,null,null,null,null,null,null,null,null,null,null,null,null,null,null,null,null,""]
[{"$f":"IF(AND(ISBLANK(INDEX($G:$G,)), ISBLANK(INDEX($C:$C,))), \"\", 'PWS Records (System Entry)'!$D$4)","v":""},{"$f":"IF(AND(ISBLANK(INDEX($G:$G,)), ISBLANK(INDEX($C:$C,))), \"\", 'PWS Records (System Entry)'!$D$3)","v":""},null,null,null,null,null,null,null,null,null,null,null,null,null,null,null,null,null,null,""]
[{"$f":"IF(AND(ISBLANK(INDEX($G:$G,)), ISBLANK(INDEX($C:$C,))), \"\", 'PWS Records (System Entry)'!$D$4)","v":""},{"$f":"IF(AND(ISBLANK(INDEX($G:$G,)), ISBLANK(INDEX($C:$C,))), \"\", 'PWS Records (System Entry)'!$D$3)","v":""},null,null,null,null,null,null,null,null,null,null,null,null,null,null,null,null,null,null,""]
[{"$f":"IF(AND(ISBLANK(INDEX($G:$G,)), ISBLANK(INDEX($C:$C,))), \"\", 'PWS Records (System Entry)'!$D$4)","v":""},{"$f":"IF(AND(ISBLANK(INDEX($G:$G,)), ISBLANK(INDEX($C:$C,))), \"\", 'PWS Records (System Entry)'!$D$3)","v":""},null,null,null,null,null,null,null,null,null,null,null,null,null,null,null,null,null,null,""]
[{"$f":"IF(AND(ISBLANK(INDEX($G:$G,)), ISBLANK(INDEX($C:$C,))), \"\", 'PWS Records (System Entry)'!$D$4)","v":""},{"$f":"IF(AND(ISBLANK(INDEX($G:$G,)), ISBLANK(INDEX($C:$C,))), \"\", 'PWS Records (System Entry)'!$D$3)","v":""},null,null,null,null,null,null,null,null,null,null,null,null,null,null,null,null,null,null,""]
[{"$f":"IF(AND(ISBLANK(INDEX($G:$G,)), ISBLANK(INDEX($C:$C,))), \"\", 'PWS Records (System Entry)'!$D$4)","v":""},{"$f":"IF(AND(ISBLANK(INDEX($G:$G,)), ISBLANK(INDEX($C:$C,))), \"\", 'PWS Records (System Entry)'!$D$3)","v":""},null,null,null,null,null,null,null,null,null,null,null,null,null,null,null,null,null,null,""]
[{"$f":"IF(AND(ISBLANK(INDEX($G:$G,)), ISBLANK(INDEX($C:$C,))), \"\", 'PWS Records (System Entry)'!$D$4)","v":""},{"$f":"IF(AND(ISBLANK(INDEX($G:$G,)), ISBLANK(INDEX($C:$C,))), \"\", 'PWS Records (System Entry)'!$D$3)","v":""},null,null,null,null,null,null,null,null,null,null,null,null,null,null,null,null,null,null,""]
[{"$f":"IF(AND(ISBLANK(INDEX($G:$G,)), ISBLANK(INDEX($C:$C,))), \"\", 'PWS Records (System Entry)'!$D$4)","v":""},{"$f":"IF(AND(ISBLANK(INDEX($G:$G,)), ISBLANK(INDEX($C:$C,))), \"\", 'PWS Records (System Entry)'!$D$3)","v":""},null,null,null,null,null,null,null,null,null,null,null,null,null,null,null,null,null,null,""]
[{"$f":"IF(AND(ISBLANK(INDEX($G:$G,)), ISBLANK(INDEX($C:$C,))), \"\", 'PWS Records (System Entry)'!$D$4)","v":""},{"$f":"IF(AND(ISBLANK(INDEX($G:$G,)), ISBLANK(INDEX($C:$C,))), \"\", 'PWS Records (System Entry)'!$D$3)","v":""},null,null,null,null,null,null,null,null,null,null,null,null,null,null,null,null,null,null,""]
[{"$f":"IF(AND(ISBLANK(INDEX($G:$G,)), ISBLANK(INDEX($C:$C,))), \"\", 'PWS Records (System Entry)'!$D$4)","v":""},{"$f":"IF(AND(ISBLANK(INDEX($G:$G,)), ISBLANK(INDEX($C:$C,))), \"\", 'PWS Records (System Entry)'!$D$3)","v":""},null,null,null,null,null,null,null,null,null,null,null,null,null,null,null,null,null,null,""]
[{"$f":"IF(AND(ISBLANK(INDEX($G:$G,)), ISBLANK(INDEX($C:$C,))), \"\", 'PWS Records (System Entry)'!$D$4)","v":""},{"$f":"IF(AND(ISBLANK(INDEX($G:$G,)), ISBLANK(INDEX($C:$C,))), \"\", 'PWS Records (System Entry)'!$D$3)","v":""},null,null,null,null,null,null,null,null,null,null,null,null,null,null,null,null,null,null,""]
[{"$f":"IF(AND(ISBLANK(INDEX($G:$G,)), ISBLANK(INDEX($C:$C,))), \"\", 'PWS Records (System Entry)'!$D$4)","v":""},{"$f":"IF(AND(ISBLANK(INDEX($G:$G,)), ISBLANK(INDEX($C:$C,))), \"\", 'PWS Records (System Entry)'!$D$3)","v":""},null,null,null,null,null,null,null,null,null,null,null,null,null,null,null,null,null,null,""]
[{"$f":"IF(AND(ISBLANK(INDEX($G:$G,)), ISBLANK(INDEX($C:$C,))), \"\", 'PWS Records (System Entry)'!$D$4)","v":""},{"$f":"IF(AND(ISBLANK(INDEX($G:$G,)), ISBLANK(INDEX($C:$C,))), \"\", 'PWS Records (System Entry)'!$D$3)","v":""},null,null,null,null,null,null,null,null,null,null,null,null,null,null,null,null,null,null,""]
[{"$f":"IF(AND(ISBLANK(INDEX($G:$G,)), ISBLANK(INDEX($C:$C,))), \"\", 'PWS Records (System Entry)'!$D$4)","v":""},{"$f":"IF(AND(ISBLANK(INDEX($G:$G,)), ISBLANK(INDEX($C:$C,))), \"\", 'PWS Records (System Entry)'!$D$3)","v":""},null,null,null,null,null,null,null,null,null,null,null,null,null,null,null,null,null,null,""]
[{"$f":"IF(AND(ISBLANK(INDEX($G:$G,)), ISBLANK(INDEX($C:$C,))), \"\", 'PWS Records (System Entry)'!$D$4)","v":""},{"$f":"IF(AND(ISBLANK(INDEX($G:$G,)), ISBLANK(INDEX($C:$C,))), \"\", 'PWS Records (System Entry)'!$D$3)","v":""},null,null,null,null,null,null,null,null,null,null,null,null,null,null,null,null,null,null,""]
[{"$f":"IF(AND(ISBLANK(INDEX($G:$G,)), ISBLANK(INDEX($C:$C,))), \"\", 'PWS Records (System Entry)'!$D$4)","v":""},{"$f":"IF(AND(ISBLANK(INDEX($G:$G,)), ISBLANK(INDEX($C:$C,))), \"\", 'PWS Records (System Entry)'!$D$3)","v":""},null,null,null,null,null,null,null,null,null,null,null,null,null,null,null,null,null,null,""]
[{"$f":"IF(AND(ISBLANK(INDEX($G:$G,)), ISBLANK(INDEX($C:$C,))), \"\", 'PWS Records (System Entry)'!$D$4)","v":""},{"$f":"IF(AND(ISBLANK(INDEX($G:$G,)), ISBLANK(INDEX($C:$C,))), \"\", 'PWS Records (System Entry)'!$D$3)","v":""},null,null,null,null,null,null,null,null,null,null,null,null,null,null,null,null,null,null,""]
[{"$f":"IF(AND(ISBLANK(INDEX($G:$G,)), ISBLANK(INDEX($C:$C,))), \"\", 'PWS Records (System Entry)'!$D$4)","v":""},{"$f":"IF(AND(ISBLANK(INDEX($G:$G,)), ISBLANK(INDEX($C:$C,))), \"\", 'PWS Records (System Entry)'!$D$3)","v":""},null,null,null,null,null,null,null,null,null,null,null,null,null,null,null,null,null,null,""]
[{"$f":"IF(AND(ISBLANK(INDEX($G:$G,)), ISBLANK(INDEX($C:$C,))), \"\", 'PWS Records (System Entry)'!$D$4)","v":""},{"$f":"IF(AND(ISBLANK(INDEX($G:$G,)), ISBLANK(INDEX($C:$C,))), \"\", 'PWS Records (System Entry)'!$D$3)","v":""},null,null,null,null,null,null,null,null,null,null,null,null,null,null,null,null,null,null,""]
[{"$f":"IF(AND(ISBLANK(INDEX($G:$G,)), ISBLANK(INDEX($C:$C,))), \"\", 'PWS Records (System Entry)'!$D$4)","v":""},{"$f":"IF(AND(ISBLANK(INDEX($G:$G,)), ISBLANK(INDEX($C:$C,))), \"\", 'PWS Records (System Entry)'!$D$3)","v":""},null,null,null,null,null,null,null,null,null,null,null,null,null,null,null,null,null,null,""]
[{"$f":"IF(AND(ISBLANK(INDEX($G:$G,)), ISBLANK(INDEX($C:$C,))), \"\", 'PWS Records (System Entry)'!$D$4)","v":""},{"$f":"IF(AND(ISBLANK(INDEX($G:$G,)), ISBLANK(INDEX($C:$C,))), \"\", 'PWS Records (System Entry)'!$D$3)","v":""},null,null,null,null,null,null,null,null,null,null,null,null,null,null,null,null,null,null,""]
[{"$f":"IF(AND(ISBLANK(INDEX($G:$G,)), ISBLANK(INDEX($C:$C,))), \"\", 'PWS Records (System Entry)'!$D$4)","v":""},{"$f":"IF(AND(ISBLANK(INDEX($G:$G,)), ISBLANK(INDEX($C:$C,))), \"\", 'PWS Records (System Entry)'!$D$3)","v":""},null,null,null,null,null,null,null,null,null,null,null,null,null,null,null,null,null,null,""]
[{"$f":"IF(AND(ISBLANK(INDEX($G:$G,)), ISBLANK(INDEX($C:$C,))), \"\", 'PWS Records (System Entry)'!$D$4)","v":""},{"$f":"IF(AND(ISBLANK(INDEX($G:$G,)), ISBLANK(INDEX($C:$C,))), \"\", 'PWS Records (System Entry)'!$D$3)","v":""},null,null,null,null,null,null,null,null,null,null,null,null,null,null,null,null,null,null,""]
[{"$f":"IF(AND(ISBLANK(INDEX($G:$G,)), ISBLANK(INDEX($C:$C,))), \"\", 'PWS Records (System Entry)'!$D$4)","v":""},{"$f":"IF(AND(ISBLANK(INDEX($G:$G,)), ISBLANK(INDEX($C:$C,))), \"\", 'PWS Records (System Entry)'!$D$3)","v":""},null,null,null,null,null,null,null,null,null,null,null,null,null,null,null,null,null,null,""]
[{"$f":"IF(AND(ISBLANK(INDEX($G:$G,)), ISBLANK(INDEX($C:$C,))), \"\", 'PWS Records (System Entry)'!$D$4)","v":""},{"$f":"IF(AND(ISBLANK(INDEX($G:$G,)), ISBLANK(INDEX($C:$C,))), \"\", 'PWS Records (System Entry)'!$D$3)","v":""},null,null,null,null,null,null,null,null,null,null,null,null,null,null,null,null,null,null,""]
[{"$f":"IF(AND(ISBLANK(INDEX($G:$G,)), ISBLANK(INDEX($C:$C,))), \"\", 'PWS Records (System Entry)'!$D$4)","v":""},{"$f":"IF(AND(ISBLANK(INDEX($G:$G,)), ISBLANK(INDEX($C:$C,))), \"\", 'PWS Records (System Entry)'!$D$3)","v":""},null,null,null,null,null,null,null,null,null,null,null,null,null,null,null,null,null,null,""]
[{"$f":"IF(AND(ISBLANK(INDEX($G:$G,)), ISBLANK(INDEX($C:$C,))), \"\", 'PWS Records (System Entry)'!$D$4)","v":""},{"$f":"IF(AND(ISBLANK(INDEX($G:$G,)), ISBLANK(INDEX($C:$C,))), \"\", 'PWS Records (System Entry)'!$D$3)","v":""},null,null,null,null,null,null,null,null,null,null,null,null,null,null,null,null,null,null,""]
[{"$f":"IF(AND(ISBLANK(INDEX($G:$G,)), ISBLANK(INDEX($C:$C,))), \"\", 'PWS Records (System Entry)'!$D$4)","v":""},{"$f":"IF(AND(ISBLANK(INDEX($G:$G,)), ISBLANK(INDEX($C:$C,))), \"\", 'PWS Records (System Entry)'!$D$3)","v":""},null,null,null,null,null,null,null,null,null,null,null,null,null,null,null,null,null,null,""]
[{"$f":"IF(AND(ISBLANK(INDEX($G:$G,)), ISBLANK(INDEX($C:$C,))), \"\", 'PWS Records (System Entry)'!$D$4)","v":""},{"$f":"IF(AND(ISBLANK(INDEX($G:$G,)), ISBLANK(INDEX($C:$C,))), \"\", 'PWS Records (System Entry)'!$D$3)","v":""},null,null,null,null,null,null,null,null,null,null,null,null,null,null,null,null,null,null,{"$f":"IF(AND(INDEX($K:$K,)=\"\", INDEX($L:$L,)=\"\", INDEX($M:$M,)=\"\", INDEX($Q:$Q,)=\"\", INDEX($R:$R,)=\"\"), \"\", IF(OR(INDEX($K:$K,)=\"Lead\",INDEX($Q:$Q,)=\"Lead\"),\"Lead\",IF(OR(AND(OR(INDEX($M:$M,)=\"Yes\", INDEX($M:$M,)=\"Don't Know\", INDEX($M:$M,)=\"\"), INDEX($Q:$Q,)=\"Galvanized Iron/Steel\"), AND(INDEX($K:$K,)=\"Unknown\", INDEX($M:$M,)=\"No\", INDEX($Q:$Q,)=\"Galvanized Iron/Steel\")), \"Galvanized Requiring Replacement\", IF(OR(AND(OR(INDEX($K:$K,)=\"Galvanized Iron/Steel\", INDEX($K:$K,)=\"Non-Lead - Copper\", INDEX($K:$K,)=\"Non-Lead - Plastic\", INDEX($K:$K,)=\"Non-Lead - Other\", INDEX($K:$K,)=\"Non-Lead - Material Unknown\", INDEX($K:$K,)=\"No System Owned Portion\"), OR(INDEX($Q:$Q,)=\"Galvanized Iron/Steel\", INDEX($Q:$Q,)=\"Non-Lead - Copper\", INDEX($Q:$Q,)=\"Non-Lead - Plastic\", INDEX($Q:$Q,)=\"Non-Lead - Other\", INDEX($Q:$Q,)=\"Non-Lead - Predictive Model\", INDEX($Q:$Q,)=\"No Customer Owned Portion\")), AND(OR( INDEX($K:$K,)=\"Galvanized Iron/Steel\", INDEX($K:$K,)=\"Non-Lead - Copper\", INDEX($K:$K,)=\"Non-Lead - Plastic\", INDEX($K:$K,)=\"Non-Lead - Other\", INDEX($K:$K,)=\"Non-Lead - Material Unknown\", INDEX($K:$K,)=\"No System Owned Portion\"), INDEX($M:$M,)=\"No\", INDEX($Q:$Q,)=\"Non-Lead - Material Unknown\")), \"Non-Lead\", \"Lead Status Unknown\"))))","v":""}]
[{"$f":"IF(AND(ISBLANK(INDEX($G:$G,)), ISBLANK(INDEX($C:$C,))), \"\", 'PWS Records (System Entry)'!$D$4)","v":""},{"$f":"IF(AND(ISBLANK(INDEX($G:$G,)), ISBLANK(INDEX($C:$C,))), \"\", 'PWS Records (System Entry)'!$D$3)","v":""},null,null,null,null,null,null,null,null,null,null,null,null,null,null,null,null,null,null,""]
[{"$f":"IF(AND(ISBLANK(INDEX($G:$G,)), ISBLANK(INDEX($C:$C,))), \"\", 'PWS Records (System Entry)'!$D$4)","v":""},{"$f":"IF(AND(ISBLANK(INDEX($G:$G,)), ISBLANK(INDEX($C:$C,))), \"\", 'PWS Records (System Entry)'!$D$3)","v":""},null,null,null,null,null,null,null,null,null,null,null,null,null,null,null,null,null,null,""]
[{"$f":"IF(AND(ISBLANK(INDEX($G:$G,)), ISBLANK(INDEX($C:$C,))), \"\", 'PWS Records (System Entry)'!$D$4)","v":""},{"$f":"IF(AND(ISBLANK(INDEX($G:$G,)), ISBLANK(INDEX($C:$C,))), \"\", 'PWS Records (System Entry)'!$D$3)","v":""},null,null,null,null,null,null,null,null,null,null,null,null,null,null,null,null,null,null,""]
[{"$f":"IF(AND(ISBLANK(INDEX($G:$G,)), ISBLANK(INDEX($C:$C,))), \"\", 'PWS Records (System Entry)'!$D$4)","v":""},{"$f":"IF(AND(ISBLANK(INDEX($G:$G,)), ISBLANK(INDEX($C:$C,))), \"\", 'PWS Records (System Entry)'!$D$3)","v":""},null,null,null,null,null,null,null,null,null,null,null,null,null,null,null,null,null,null,""]
[{"$f":"IF(AND(ISBLANK(INDEX($G:$G,)), ISBLANK(INDEX($C:$C,))), \"\", 'PWS Records (System Entry)'!$D$4)","v":""},{"$f":"IF(AND(ISBLANK(INDEX($G:$G,)), ISBLANK(INDEX($C:$C,))), \"\", 'PWS Records (System Entry)'!$D$3)","v":""},null,null,null,null,null,null,null,null,null,null,null,null,null,null,null,null,null,null,""]
[{"$f":"IF(AND(ISBLANK(INDEX($G:$G,)), ISBLANK(INDEX($C:$C,))), \"\", 'PWS Records (System Entry)'!$D$4)","v":""},{"$f":"IF(AND(ISBLANK(INDEX($G:$G,)), ISBLANK(INDEX($C:$C,))), \"\", 'PWS Records (System Entry)'!$D$3)","v":""},null,null,null,null,null,null,null,null,null,null,null,null,null,null,null,null,null,null,""]
[{"$f":"IF(AND(ISBLANK(INDEX($G:$G,)), ISBLANK(INDEX($C:$C,))), \"\", 'PWS Records (System Entry)'!$D$4)","v":""},{"$f":"IF(AND(ISBLANK(INDEX($G:$G,)), ISBLANK(INDEX($C:$C,))), \"\", 'PWS Records (System Entry)'!$D$3)","v":""},null,null,null,null,null,null,null,null,null,null,null,null,null,null,null,null,null,null,""]
[{"$f":"IF(AND(ISBLANK(INDEX($G:$G,)), ISBLANK(INDEX($C:$C,))), \"\", 'PWS Records (System Entry)'!$D$4)","v":""},{"$f":"IF(AND(ISBLANK(INDEX($G:$G,)), ISBLANK(INDEX($C:$C,))), \"\", 'PWS Records (System Entry)'!$D$3)","v":""},null,null,null,null,null,null,null,null,null,null,null,null,null,null,null,null,null,null,""]
[{"$f":"IF(AND(ISBLANK(INDEX($G:$G,)), ISBLANK(INDEX($C:$C,))), \"\", 'PWS Records (System Entry)'!$D$4)","v":""},{"$f":"IF(AND(ISBLANK(INDEX($G:$G,)), ISBLANK(INDEX($C:$C,))), \"\", 'PWS Records (System Entry)'!$D$3)","v":""},null,null,null,null,null,null,null,null,null,null,null,null,null,null,null,null,null,null,""]
[{"$f":"IF(AND(ISBLANK(INDEX($G:$G,)), ISBLANK(INDEX($C:$C,))), \"\", 'PWS Records (System Entry)'!$D$4)","v":""},{"$f":"IF(AND(ISBLANK(INDEX($G:$G,)), ISBLANK(INDEX($C:$C,))), \"\", 'PWS Records (System Entry)'!$D$3)","v":""},null,null,null,null,null,null,null,null,null,null,null,null,null,null,null,null,null,null,""]
[{"$f":"IF(AND(ISBLANK(INDEX($G:$G,)), ISBLANK(INDEX($C:$C,))), \"\", 'PWS Records (System Entry)'!$D$4)","v":""},{"$f":"IF(AND(ISBLANK(INDEX($G:$G,)), ISBLANK(INDEX($C:$C,))), \"\", 'PWS Records (System Entry)'!$D$3)","v":""},null,null,null,null,null,null,null,null,null,null,null,null,null,null,null,null,null,null,""]
[{"$f":"IF(AND(ISBLANK(INDEX($G:$G,)), ISBLANK(INDEX($C:$C,))), \"\", 'PWS Records (System Entry)'!$D$4)","v":""},{"$f":"IF(AND(ISBLANK(INDEX($G:$G,)), ISBLANK(INDEX($C:$C,))), \"\", 'PWS Records (System Entry)'!$D$3)","v":""},null,null,null,null,null,null,null,null,null,null,null,null,null,null,null,null,null,null,""]
[{"$f":"IF(AND(ISBLANK(INDEX($G:$G,)), ISBLANK(INDEX($C:$C,))), \"\", 'PWS Records (System Entry)'!$D$4)","v":""},{"$f":"IF(AND(ISBLANK(INDEX($G:$G,)), ISBLANK(INDEX($C:$C,))), \"\", 'PWS Records (System Entry)'!$D$3)","v":""},null,null,null,null,null,null,null,null,null,null,null,null,null,null,null,null,null,null,""]
[{"$f":"IF(AND(ISBLANK(INDEX($G:$G,)), ISBLANK(INDEX($C:$C,))), \"\", 'PWS Records (System Entry)'!$D$4)","v":""},{"$f":"IF(AND(ISBLANK(INDEX($G:$G,)), ISBLANK(INDEX($C:$C,))), \"\", 'PWS Records (System Entry)'!$D$3)","v":""},null,null,null,null,null,null,null,null,null,null,null,null,null,null,null,null,null,null,""]
[{"$f":"IF(AND(ISBLANK(INDEX($G:$G,)), ISBLANK(INDEX($C:$C,))), \"\", 'PWS Records (System Entry)'!$D$4)","v":""},{"$f":"IF(AND(ISBLANK(INDEX($G:$G,)), ISBLANK(INDEX($C:$C,))), \"\", 'PWS Records (System Entry)'!$D$3)","v":""},null,null,null,null,null,null,null,null,null,null,null,null,null,null,null,null,null,null,""]
[{"$f":"IF(AND(ISBLANK(INDEX($G:$G,)), ISBLANK(INDEX($C:$C,))), \"\", 'PWS Records (System Entry)'!$D$4)","v":""},{"$f":"IF(AND(ISBLANK(INDEX($G:$G,)), ISBLANK(INDEX($C:$C,))), \"\", 'PWS Records (System Entry)'!$D$3)","v":""},null,null,null,null,null,null,null,null,null,null,null,null,null,null,null,null,null,null,""]
[{"$f":"IF(AND(ISBLANK(INDEX($G:$G,)), ISBLANK(INDEX($C:$C,))), \"\", 'PWS Records (System Entry)'!$D$4)","v":""},{"$f":"IF(AND(ISBLANK(INDEX($G:$G,)), ISBLANK(INDEX($C:$C,))), \"\", 'PWS Records (System Entry)'!$D$3)","v":""},null,null,null,null,null,null,null,null,null,null,null,null,null,null,null,null,null,null,""]
[{"$f":"IF(AND(ISBLANK(INDEX($G:$G,)), ISBLANK(INDEX($C:$C,))), \"\", 'PWS Records (System Entry)'!$D$4)","v":""},{"$f":"IF(AND(ISBLANK(INDEX($G:$G,)), ISBLANK(INDEX($C:$C,))), \"\", 'PWS Records (System Entry)'!$D$3)","v":""},null,null,null,null,null,null,null,null,null,null,null,null,null,null,null,null,null,null,""]
[{"$f":"IF(AND(ISBLANK(INDEX($G:$G,)), ISBLANK(INDEX($C:$C,))), \"\", 'PWS Records (System Entry)'!$D$4)","v":""},{"$f":"IF(AND(ISBLANK(INDEX($G:$G,)), ISBLANK(INDEX($C:$C,))), \"\", 'PWS Records (System Entry)'!$D$3)","v":""},null,null,null,null,null,null,null,null,null,null,null,null,null,null,null,null,null,null,""]
[{"$f":"IF(AND(ISBLANK(INDEX($G:$G,)), ISBLANK(INDEX($C:$C,))), \"\", 'PWS Records (System Entry)'!$D$4)","v":""},{"$f":"IF(AND(ISBLANK(INDEX($G:$G,)), ISBLANK(INDEX($C:$C,))), \"\", 'PWS Records (System Entry)'!$D$3)","v":""},null,null,null,null,null,null,null,null,null,null,null,null,null,null,null,null,null,null,""]
[{"$f":"IF(AND(ISBLANK(INDEX($G:$G,)), ISBLANK(INDEX($C:$C,))), \"\", 'PWS Records (System Entry)'!$D$4)","v":""},{"$f":"IF(AND(ISBLANK(INDEX($G:$G,)), ISBLANK(INDEX($C:$C,))), \"\", 'PWS Records (System Entry)'!$D$3)","v":""},null,null,null,null,null,null,null,null,null,null,null,null,null,null,null,null,null,null,""]
[{"$f":"IF(AND(ISBLANK(INDEX($G:$G,)), ISBLANK(INDEX($C:$C,))), \"\", 'PWS Records (System Entry)'!$D$4)","v":""},{"$f":"IF(AND(ISBLANK(INDEX($G:$G,)), ISBLANK(INDEX($C:$C,))), \"\", 'PWS Records (System Entry)'!$D$3)","v":""},null,null,null,null,null,null,null,null,null,null,null,null,null,null,null,null,null,null,""]
[{"$f":"IF(AND(ISBLANK(INDEX($G:$G,)), ISBLANK(INDEX($C:$C,))), \"\", 'PWS Records (System Entry)'!$D$4)","v":""},{"$f":"IF(AND(ISBLANK(INDEX($G:$G,)), ISBLANK(INDEX($C:$C,))), \"\", 'PWS Records (System Entry)'!$D$3)","v":""},null,null,null,null,null,null,null,null,null,null,null,null,null,null,null,null,null,null,""]
[{"$f":"IF(AND(ISBLANK(INDEX($G:$G,)), ISBLANK(INDEX($C:$C,))), \"\", 'PWS Records (System Entry)'!$D$4)","v":""},{"$f":"IF(AND(ISBLANK(INDEX($G:$G,)), ISBLANK(INDEX($C:$C,))), \"\", 'PWS Records (System Entry)'!$D$3)","v":""},null,null,null,null,null,null,null,null,null,null,null,null,null,null,null,null,null,null,""]
[{"$f":"IF(AND(ISBLANK(INDEX($G:$G,)), ISBLANK(INDEX($C:$C,))), \"\", 'PWS Records (System Entry)'!$D$4)","v":""},{"$f":"IF(AND(ISBLANK(INDEX($G:$G,)), ISBLANK(INDEX($C:$C,))), \"\", 'PWS Records (System Entry)'!$D$3)","v":""},null,null,null,null,null,null,null,null,null,null,null,null,null,null,null,null,null,null,""]
[{"$f":"IF(AND(ISBLANK(INDEX($G:$G,)), ISBLANK(INDEX($C:$C,))), \"\", 'PWS Records (System Entry)'!$D$4)","v":""},{"$f":"IF(AND(ISBLANK(INDEX($G:$G,)), ISBLANK(INDEX($C:$C,))), \"\", 'PWS Records (System Entry)'!$D$3)","v":""},null,null,null,null,null,null,null,null,null,null,null,null,null,null,null,null,null,null,""]
[{"$f":"IF(AND(ISBLANK(INDEX($G:$G,)), ISBLANK(INDEX($C:$C,))), \"\", 'PWS Records (System Entry)'!$D$4)","v":""},{"$f":"IF(AND(ISBLANK(INDEX($G:$G,)), ISBLANK(INDEX($C:$C,))), \"\", 'PWS Records (System Entry)'!$D$3)","v":""},null,null,null,null,null,null,null,null,null,null,null,null,null,null,null,null,null,null,""]
[{"$f":"IF(AND(ISBLANK(INDEX($G:$G,)), ISBLANK(INDEX($C:$C,))), \"\", 'PWS Records (System Entry)'!$D$4)","v":""},{"$f":"IF(AND(ISBLANK(INDEX($G:$G,)), ISBLANK(INDEX($C:$C,))), \"\", 'PWS Records (System Entry)'!$D$3)","v":""},null,null,null,null,null,null,null,null,null,null,null,null,null,null,null,null,null,null,""]
[{"$f":"IF(AND(ISBLANK(INDEX($G:$G,)), ISBLANK(INDEX($C:$C,))), \"\", 'PWS Records (System Entry)'!$D$4)","v":""},{"$f":"IF(AND(ISBLANK(INDEX($G:$G,)), ISBLANK(INDEX($C:$C,))), \"\", 'PWS Records (System Entry)'!$D$3)","v":""},null,null,null,null,null,null,null,null,null,null,null,null,null,null,null,null,null,null,""]
[{"$f":"IF(AND(ISBLANK(INDEX($G:$G,)), ISBLANK(INDEX($C:$C,))), \"\", 'PWS Records (System Entry)'!$D$4)","v":""},{"$f":"IF(AND(ISBLANK(INDEX($G:$G,)), ISBLANK(INDEX($C:$C,))), \"\", 'PWS Records (System Entry)'!$D$3)","v":""},null,null,null,null,null,null,null,null,null,null,null,null,null,null,null,null,null,null,""]
[{"$f":"IF(AND(ISBLANK(INDEX($G:$G,)), ISBLANK(INDEX($C:$C,))), \"\", 'PWS Records (System Entry)'!$D$4)","v":""},{"$f":"IF(AND(ISBLANK(INDEX($G:$G,)), ISBLANK(INDEX($C:$C,))), \"\", 'PWS Records (System Entry)'!$D$3)","v":""},null,null,null,null,null,null,null,null,null,null,null,null,null,null,null,null,null,null,""]
[{"$f":"IF(AND(ISBLANK(INDEX($G:$G,)), ISBLANK(INDEX($C:$C,))), \"\", 'PWS Records (System Entry)'!$D$4)","v":""},{"$f":"IF(AND(ISBLANK(INDEX($G:$G,)), ISBLANK(INDEX($C:$C,))), \"\", 'PWS Records (System Entry)'!$D$3)","v":""},null,null,null,null,null,null,null,null,null,null,null,null,null,null,null,null,null,null,""]
[{"$f":"IF(AND(ISBLANK(INDEX($G:$G,)), ISBLANK(INDEX($C:$C,))), \"\", 'PWS Records (System Entry)'!$D$4)","v":""},{"$f":"IF(AND(ISBLANK(INDEX($G:$G,)), ISBLANK(INDEX($C:$C,))), \"\", 'PWS Records (System Entry)'!$D$3)","v":""},null,null,null,null,null,null,null,null,null,null,null,null,null,null,null,null,null,null,""]
[{"$f":"IF(AND(ISBLANK(INDEX($G:$G,)), ISBLANK(INDEX($C:$C,))), \"\", 'PWS Records (System Entry)'!$D$4)","v":""},{"$f":"IF(AND(ISBLANK(INDEX($G:$G,)), ISBLANK(INDEX($C:$C,))), \"\", 'PWS Records (System Entry)'!$D$3)","v":""},null,null,null,null,null,null,null,null,null,null,null,null,null,null,null,null,null,null,""]
[{"$f":"IF(AND(ISBLANK(INDEX($G:$G,)), ISBLANK(INDEX($C:$C,))), \"\", 'PWS Records (System Entry)'!$D$4)","v":""},{"$f":"IF(AND(ISBLANK(INDEX($G:$G,)), ISBLANK(INDEX($C:$C,))), \"\", 'PWS Records (System Entry)'!$D$3)","v":""},null,null,null,null,null,null,null,null,null,null,null,null,null,null,null,null,null,null,""]
[{"$f":"IF(AND(ISBLANK(INDEX($G:$G,)), ISBLANK(INDEX($C:$C,))), \"\", 'PWS Records (System Entry)'!$D$4)","v":""},{"$f":"IF(AND(ISBLANK(INDEX($G:$G,)), ISBLANK(INDEX($C:$C,))), \"\", 'PWS Records (System Entry)'!$D$3)","v":""},null,null,null,null,null,null,null,null,null,null,null,null,null,null,null,null,null,null,""]
[{"$f":"IF(AND(ISBLANK(INDEX($G:$G,)), ISBLANK(INDEX($C:$C,))), \"\", 'PWS Records (System Entry)'!$D$4)","v":""},{"$f":"IF(AND(ISBLANK(INDEX($G:$G,)), ISBLANK(INDEX($C:$C,))), \"\", 'PWS Records (System Entry)'!$D$3)","v":""},null,null,null,null,null,null,null,null,null,null,null,null,null,null,null,null,null,null,""]
[{"$f":"IF(AND(ISBLANK(INDEX($G:$G,)), ISBLANK(INDEX($C:$C,))), \"\", 'PWS Records (System Entry)'!$D$4)","v":""},{"$f":"IF(AND(ISBLANK(INDEX($G:$G,)), ISBLANK(INDEX($C:$C,))), \"\", 'PWS Records (System Entry)'!$D$3)","v":""},null,null,null,null,null,null,null,null,null,null,null,null,null,null,null,null,null,null,""]
[{"$f":"IF(AND(ISBLANK(INDEX($G:$G,)), ISBLANK(INDEX($C:$C,))), \"\", 'PWS Records (System Entry)'!$D$4)","v":""},{"$f":"IF(AND(ISBLANK(INDEX($G:$G,)), ISBLANK(INDEX($C:$C,))), \"\", 'PWS Records (System Entry)'!$D$3)","v":""},null,null,null,null,null,null,null,null,null,null,null,null,null,null,null,null,null,null,""]
[{"$f":"IF(AND(ISBLANK(INDEX($G:$G,)), ISBLANK(INDEX($C:$C,))), \"\", 'PWS Records (System Entry)'!$D$4)","v":""},{"$f":"IF(AND(ISBLANK(INDEX($G:$G,)), ISBLANK(INDEX($C:$C,))), \"\", 'PWS Records (System Entry)'!$D$3)","v":""},null,null,null,null,null,null,null,null,null,null,null,null,null,null,null,null,null,null,""]
[{"$f":"IF(AND(ISBLANK(INDEX($G:$G,)), ISBLANK(INDEX($C:$C,))), \"\", 'PWS Records (System Entry)'!$D$4)","v":""},{"$f":"IF(AND(ISBLANK(INDEX($G:$G,)), ISBLANK(INDEX($C:$C,))), \"\", 'PWS Records (System Entry)'!$D$3)","v":""},null,null,null,null,null,null,null,null,null,null,null,null,null,null,null,null,null,null,""]
[{"$f":"IF(AND(ISBLANK(INDEX($G:$G,)), ISBLANK(INDEX($C:$C,))), \"\", 'PWS Records (System Entry)'!$D$4)","v":""},{"$f":"IF(AND(ISBLANK(INDEX($G:$G,)), ISBLANK(INDEX($C:$C,))), \"\", 'PWS Records (System Entry)'!$D$3)","v":""},null,null,null,null,null,null,null,null,null,null,null,null,null,null,null,null,null,null,""]
[{"$f":"IF(AND(ISBLANK(INDEX($G:$G,)), ISBLANK(INDEX($C:$C,))), \"\", 'PWS Records (System Entry)'!$D$4)","v":""},{"$f":"IF(AND(ISBLANK(INDEX($G:$G,)), ISBLANK(INDEX($C:$C,))), \"\", 'PWS Records (System Entry)'!$D$3)","v":""},null,null,null,null,null,null,null,null,null,null,null,null,null,null,null,null,null,null,""]
[{"$f":"IF(AND(ISBLANK(INDEX($G:$G,)), ISBLANK(INDEX($C:$C,))), \"\", 'PWS Records (System Entry)'!$D$4)","v":""},{"$f":"IF(AND(ISBLANK(INDEX($G:$G,)), ISBLANK(INDEX($C:$C,))), \"\", 'PWS Records (System Entry)'!$D$3)","v":""},null,null,null,null,null,null,null,null,null,null,null,null,null,null,null,null,null,null,""]
[{"$f":"IF(AND(ISBLANK(INDEX($G:$G,)), ISBLANK(INDEX($C:$C,))), \"\", 'PWS Records (System Entry)'!$D$4)","v":""},{"$f":"IF(AND(ISBLANK(INDEX($G:$G,)), ISBLANK(INDEX($C:$C,))), \"\", 'PWS Records (System Entry)'!$D$3)","v":""},null,null,null,null,null,null,null,null,null,null,null,null,null,null,null,null,null,null,""]
[{"$f":"IF(AND(ISBLANK(INDEX($G:$G,)), ISBLANK(INDEX($C:$C,))), \"\", 'PWS Records (System Entry)'!$D$4)","v":""},{"$f":"IF(AND(ISBLANK(INDEX($G:$G,)), ISBLANK(INDEX($C:$C,))), \"\", 'PWS Records (System Entry)'!$D$3)","v":""},null,null,null,null,null,null,null,null,null,null,null,null,null,null,null,null,null,null,""]
[{"$f":"IF(AND(ISBLANK(INDEX($G:$G,)), ISBLANK(INDEX($C:$C,))), \"\", 'PWS Records (System Entry)'!$D$4)","v":""},{"$f":"IF(AND(ISBLANK(INDEX($G:$G,)), ISBLANK(INDEX($C:$C,))), \"\", 'PWS Records (System Entry)'!$D$3)","v":""},null,null,null,null,null,null,null,null,null,null,null,null,null,null,null,null,null,null,""]
[{"$f":"IF(AND(ISBLANK(INDEX($G:$G,)), ISBLANK(INDEX($C:$C,))), \"\", 'PWS Records (System Entry)'!$D$4)","v":""},{"$f":"IF(AND(ISBLANK(INDEX($G:$G,)), ISBLANK(INDEX($C:$C,))), \"\", 'PWS Records (System Entry)'!$D$3)","v":""},null,null,null,null,null,null,null,null,null,null,null,null,null,null,null,null,null,null,""]
[{"$f":"IF(AND(ISBLANK(INDEX($G:$G,)), ISBLANK(INDEX($C:$C,))), \"\", 'PWS Records (System Entry)'!$D$4)","v":""},{"$f":"IF(AND(ISBLANK(INDEX($G:$G,)), ISBLANK(INDEX($C:$C,))), \"\", 'PWS Records (System Entry)'!$D$3)","v":""},null,null,null,null,null,null,null,null,null,null,null,null,null,null,null,null,null,null,""]
[{"$f":"IF(AND(ISBLANK(INDEX($G:$G,)), ISBLANK(INDEX($C:$C,))), \"\", 'PWS Records (System Entry)'!$D$4)","v":""},{"$f":"IF(AND(ISBLANK(INDEX($G:$G,)), ISBLANK(INDEX($C:$C,))), \"\", 'PWS Records (System Entry)'!$D$3)","v":""},null,null,null,null,null,null,null,null,null,null,null,null,null,null,null,null,null,null,""]
[{"$f":"IF(AND(ISBLANK(INDEX($G:$G,)), ISBLANK(INDEX($C:$C,))), \"\", 'PWS Records (System Entry)'!$D$4)","v":""},{"$f":"IF(AND(ISBLANK(INDEX($G:$G,)), ISBLANK(INDEX($C:$C,))), \"\", 'PWS Records (System Entry)'!$D$3)","v":""},null,null,null,null,null,null,null,null,null,null,null,null,null,null,null,null,null,null,""]
[{"$f":"IF(AND(ISBLANK(INDEX($G:$G,)), ISBLANK(INDEX($C:$C,))), \"\", 'PWS Records (System Entry)'!$D$4)","v":""},{"$f":"IF(AND(ISBLANK(INDEX($G:$G,)), ISBLANK(INDEX($C:$C,))), \"\", 'PWS Records (System Entry)'!$D$3)","v":""},null,null,null,null,null,null,null,null,null,null,null,null,null,null,null,null,null,null,""]
[{"$f":"IF(AND(ISBLANK(INDEX($G:$G,)), ISBLANK(INDEX($C:$C,))), \"\", 'PWS Records (System Entry)'!$D$4)","v":""},{"$f":"IF(AND(ISBLANK(INDEX($G:$G,)), ISBLANK(INDEX($C:$C,))), \"\", 'PWS Records (System Entry)'!$D$3)","v":""},null,null,null,null,null,null,null,null,null,null,null,null,null,null,null,null,null,null,""]
[{"$f":"IF(AND(ISBLANK(INDEX($G:$G,)), ISBLANK(INDEX($C:$C,))), \"\", 'PWS Records (System Entry)'!$D$4)","v":""},{"$f":"IF(AND(ISBLANK(INDEX($G:$G,)), ISBLANK(INDEX($C:$C,))), \"\", 'PWS Records (System Entry)'!$D$3)","v":""},null,null,null,null,null,null,null,null,null,null,null,null,null,null,null,null,null,null,""]
[{"$f":"IF(AND(ISBLANK(INDEX($G:$G,)), ISBLANK(INDEX($C:$C,))), \"\", 'PWS Records (System Entry)'!$D$4)","v":""},{"$f":"IF(AND(ISBLANK(INDEX($G:$G,)), ISBLANK(INDEX($C:$C,))), \"\", 'PWS Records (System Entry)'!$D$3)","v":""},null,null,null,null,null,null,null,null,null,null,null,null,null,null,null,null,null,null,""]
[{"$f":"IF(AND(ISBLANK(INDEX($G:$G,)), ISBLANK(INDEX($C:$C,))), \"\", 'PWS Records (System Entry)'!$D$4)","v":""},{"$f":"IF(AND(ISBLANK(INDEX($G:$G,)), ISBLANK(INDEX($C:$C,))), \"\", 'PWS Records (System Entry)'!$D$3)","v":""},null,null,null,null,null,null,null,null,null,null,null,null,null,null,null,null,null,null,""]
[{"$f":"IF(AND(ISBLANK(INDEX($G:$G,)), ISBLANK(INDEX($C:$C,))), \"\", 'PWS Records (System Entry)'!$D$4)","v":""},{"$f":"IF(AND(ISBLANK(INDEX($G:$G,)), ISBLANK(INDEX($C:$C,))), \"\", 'PWS Records (System Entry)'!$D$3)","v":""},null,null,null,null,null,null,null,null,null,null,null,null,null,null,null,null,null,null,""]
[{"$f":"IF(AND(ISBLANK(INDEX($G:$G,)), ISBLANK(INDEX($C:$C,))), \"\", 'PWS Records (System Entry)'!$D$4)","v":""},{"$f":"IF(AND(ISBLANK(INDEX($G:$G,)), ISBLANK(INDEX($C:$C,))), \"\", 'PWS Records (System Entry)'!$D$3)","v":""},null,null,null,null,null,null,null,null,null,null,null,null,null,null,null,null,null,null,""]
[{"$f":"IF(AND(ISBLANK(INDEX($G:$G,)), ISBLANK(INDEX($C:$C,))), \"\", 'PWS Records (System Entry)'!$D$4)","v":""},{"$f":"IF(AND(ISBLANK(INDEX($G:$G,)), ISBLANK(INDEX($C:$C,))), \"\", 'PWS Records (System Entry)'!$D$3)","v":""},null,null,null,null,null,null,null,null,null,null,null,null,null,null,null,null,null,null,""]
[{"$f":"IF(AND(ISBLANK(INDEX($G:$G,)), ISBLANK(INDEX($C:$C,))), \"\", 'PWS Records (System Entry)'!$D$4)","v":""},{"$f":"IF(AND(ISBLANK(INDEX($G:$G,)), ISBLANK(INDEX($C:$C,))), \"\", 'PWS Records (System Entry)'!$D$3)","v":""},null,null,null,null,null,null,null,null,null,null,null,null,null,null,null,null,null,null,""]
[{"$f":"IF(AND(ISBLANK(INDEX($G:$G,)), ISBLANK(INDEX($C:$C,))), \"\", 'PWS Records (System Entry)'!$D$4)","v":""},{"$f":"IF(AND(ISBLANK(INDEX($G:$G,)), ISBLANK(INDEX($C:$C,))), \"\", 'PWS Records (System Entry)'!$D$3)","v":""},null,null,null,null,null,null,null,null,null,null,null,null,null,null,null,null,null,null,""]
[{"$f":"IF(AND(ISBLANK(INDEX($G:$G,)), ISBLANK(INDEX($C:$C,))), \"\", 'PWS Records (System Entry)'!$D$4)","v":""},{"$f":"IF(AND(ISBLANK(INDEX($G:$G,)), ISBLANK(INDEX($C:$C,))), \"\", 'PWS Records (System Entry)'!$D$3)","v":""},null,null,null,null,null,null,null,null,null,null,null,null,null,null,null,null,null,null,""]
[{"$f":"IF(AND(ISBLANK(INDEX($G:$G,)), ISBLANK(INDEX($C:$C,))), \"\", 'PWS Records (System Entry)'!$D$4)","v":""},{"$f":"IF(AND(ISBLANK(INDEX($G:$G,)), ISBLANK(INDEX($C:$C,))), \"\", 'PWS Records (System Entry)'!$D$3)","v":""},null,null,null,null,null,null,null,null,null,null,null,null,null,null,null,null,null,null,""]
[{"$f":"IF(AND(ISBLANK(INDEX($G:$G,)), ISBLANK(INDEX($C:$C,))), \"\", 'PWS Records (System Entry)'!$D$4)","v":""},{"$f":"IF(AND(ISBLANK(INDEX($G:$G,)), ISBLANK(INDEX($C:$C,))), \"\", 'PWS Records (System Entry)'!$D$3)","v":""},null,null,null,null,null,null,null,null,null,null,null,null,null,null,null,null,null,null,{"$f":"IF(AND(INDEX($K:$K,)=\"\", INDEX($L:$L,)=\"\", INDEX($M:$M,)=\"\", INDEX($Q:$Q,)=\"\", INDEX($R:$R,)=\"\"), \"\", IF(OR(INDEX($K:$K,)=\"Lead\",INDEX($Q:$Q,)=\"Lead\"),\"Lead\",IF(OR(AND(OR(INDEX($M:$M,)=\"Yes\", INDEX($M:$M,)=\"Don't Know\", INDEX($M:$M,)=\"\"), INDEX($Q:$Q,)=\"Galvanized Iron/Steel\"), AND(INDEX($K:$K,)=\"Unknown\", INDEX($M:$M,)=\"No\", INDEX($Q:$Q,)=\"Galvanized Iron/Steel\")), \"Galvanized Requiring Replacement\", IF(OR(AND(OR(INDEX($K:$K,)=\"Galvanized Iron/Steel\", INDEX($K:$K,)=\"Non-Lead - Copper\", INDEX($K:$K,)=\"Non-Lead - Plastic\", INDEX($K:$K,)=\"Non-Lead - Other\", INDEX($K:$K,)=\"Non-Lead - Material Unknown\", INDEX($K:$K,)=\"No System Owned Portion\"), OR(INDEX($Q:$Q,)=\"Galvanized Iron/Steel\", INDEX($Q:$Q,)=\"Non-Lead - Copper\", INDEX($Q:$Q,)=\"Non-Lead - Plastic\", INDEX($Q:$Q,)=\"Non-Lead - Other\", INDEX($Q:$Q,)=\"Non-Lead - Predictive Model\", INDEX($Q:$Q,)=\"No Customer Owned Portion\")), AND(OR( INDEX($K:$K,)=\"Galvanized Iron/Steel\", INDEX($K:$K,)=\"Non-Lead - Copper\", INDEX($K:$K,)=\"Non-Lead - Plastic\", INDEX($K:$K,)=\"Non-Lead - Other\", INDEX($K:$K,)=\"Non-Lead - Material Unknown\", INDEX($K:$K,)=\"No System Owned Portion\"), INDEX($M:$M,)=\"No\", INDEX($Q:$Q,)=\"Non-Lead - Material Unknown\")), \"Non-Lead\", \"Lead Status Unknown\"))))","v":""}]
[{"$f":"IF(AND(ISBLANK(INDEX($G:$G,)), ISBLANK(INDEX($C:$C,))), \"\", 'PWS Records (System Entry)'!$D$4)","v":""},{"$f":"IF(AND(ISBLANK(INDEX($G:$G,)), ISBLANK(INDEX($C:$C,))), \"\", 'PWS Records (System Entry)'!$D$3)","v":""},null,null,null,null,null,null,null,null,null,null,null,null,null,null,null,null,null,null,""]
[{"$f":"IF(AND(ISBLANK(INDEX($G:$G,)), ISBLANK(INDEX($C:$C,))), \"\", 'PWS Records (System Entry)'!$D$4)","v":""},{"$f":"IF(AND(ISBLANK(INDEX($G:$G,)), ISBLANK(INDEX($C:$C,))), \"\", 'PWS Records (System Entry)'!$D$3)","v":""},null,null,null,null,null,null,null,null,null,null,null,null,null,null,null,null,null,null,""]
[{"$f":"IF(AND(ISBLANK(INDEX($G:$G,)), ISBLANK(INDEX($C:$C,))), \"\", 'PWS Records (System Entry)'!$D$4)","v":""},{"$f":"IF(AND(ISBLANK(INDEX($G:$G,)), ISBLANK(INDEX($C:$C,))), \"\", 'PWS Records (System Entry)'!$D$3)","v":""},null,null,null,null,null,null,null,null,null,null,null,null,null,null,null,null,null,null,""]
[{"$f":"IF(AND(ISBLANK(INDEX($G:$G,)), ISBLANK(INDEX($C:$C,))), \"\", 'PWS Records (System Entry)'!$D$4)","v":""},{"$f":"IF(AND(ISBLANK(INDEX($G:$G,)), ISBLANK(INDEX($C:$C,))), \"\", 'PWS Records (System Entry)'!$D$3)","v":""},null,null,null,null,null,null,null,null,null,null,null,null,null,null,null,null,null,null,""]
[{"$f":"IF(AND(ISBLANK(INDEX($G:$G,)), ISBLANK(INDEX($C:$C,))), \"\", 'PWS Records (System Entry)'!$D$4)","v":""},{"$f":"IF(AND(ISBLANK(INDEX($G:$G,)), ISBLANK(INDEX($C:$C,))), \"\", 'PWS Records (System Entry)'!$D$3)","v":""},null,null,null,null,null,null,null,null,null,null,null,null,null,null,null,null,null,null,""]
[{"$f":"IF(AND(ISBLANK(INDEX($G:$G,)), ISBLANK(INDEX($C:$C,))), \"\", 'PWS Records (System Entry)'!$D$4)","v":""},{"$f":"IF(AND(ISBLANK(INDEX($G:$G,)), ISBLANK(INDEX($C:$C,))), \"\", 'PWS Records (System Entry)'!$D$3)","v":""},null,null,null,null,null,null,null,null,null,null,null,null,null,null,null,null,null,null,""]
[{"$f":"IF(AND(ISBLANK(INDEX($G:$G,)), ISBLANK(INDEX($C:$C,))), \"\", 'PWS Records (System Entry)'!$D$4)","v":""},{"$f":"IF(AND(ISBLANK(INDEX($G:$G,)), ISBLANK(INDEX($C:$C,))), \"\", 'PWS Records (System Entry)'!$D$3)","v":""},null,null,null,null,null,null,null,null,null,null,null,null,null,null,null,null,null,null,""]
[{"$f":"IF(AND(ISBLANK(INDEX($G:$G,)), ISBLANK(INDEX($C:$C,))), \"\", 'PWS Records (System Entry)'!$D$4)","v":""},{"$f":"IF(AND(ISBLANK(INDEX($G:$G,)), ISBLANK(INDEX($C:$C,))), \"\", 'PWS Records (System Entry)'!$D$3)","v":""},null,null,null,null,null,null,null,null,null,null,null,null,null,null,null,null,null,null,""]
[{"$f":"IF(AND(ISBLANK(INDEX($G:$G,)), ISBLANK(INDEX($C:$C,))), \"\", 'PWS Records (System Entry)'!$D$4)","v":""},{"$f":"IF(AND(ISBLANK(INDEX($G:$G,)), ISBLANK(INDEX($C:$C,))), \"\", 'PWS Records (System Entry)'!$D$3)","v":""},null,null,null,null,null,null,null,null,null,null,null,null,null,null,null,null,null,null,""]
[{"$f":"IF(AND(ISBLANK(INDEX($G:$G,)), ISBLANK(INDEX($C:$C,))), \"\", 'PWS Records (System Entry)'!$D$4)","v":""},{"$f":"IF(AND(ISBLANK(INDEX($G:$G,)), ISBLANK(INDEX($C:$C,))), \"\", 'PWS Records (System Entry)'!$D$3)","v":""},null,null,null,null,null,null,null,null,null,null,null,null,null,null,null,null,null,null,""]
[{"$f":"IF(AND(ISBLANK(INDEX($G:$G,)), ISBLANK(INDEX($C:$C,))), \"\", 'PWS Records (System Entry)'!$D$4)","v":""},{"$f":"IF(AND(ISBLANK(INDEX($G:$G,)), ISBLANK(INDEX($C:$C,))), \"\", 'PWS Records (System Entry)'!$D$3)","v":""},null,null,null,null,null,null,null,null,null,null,null,null,null,null,null,null,null,null,""]
[{"$f":"IF(AND(ISBLANK(INDEX($G:$G,)), ISBLANK(INDEX($C:$C,))), \"\", 'PWS Records (System Entry)'!$D$4)","v":""},{"$f":"IF(AND(ISBLANK(INDEX($G:$G,)), ISBLANK(INDEX($C:$C,))), \"\", 'PWS Records (System Entry)'!$D$3)","v":""},null,null,null,null,null,null,null,null,null,null,null,null,null,null,null,null,null,null,""]
[{"$f":"IF(AND(ISBLANK(INDEX($G:$G,)), ISBLANK(INDEX($C:$C,))), \"\", 'PWS Records (System Entry)'!$D$4)","v":""},{"$f":"IF(AND(ISBLANK(INDEX($G:$G,)), ISBLANK(INDEX($C:$C,))), \"\", 'PWS Records (System Entry)'!$D$3)","v":""},null,null,null,null,null,null,null,null,null,null,null,null,null,null,null,null,null,null,""]
[{"$f":"IF(AND(ISBLANK(INDEX($G:$G,)), ISBLANK(INDEX($C:$C,))), \"\", 'PWS Records (System Entry)'!$D$4)","v":""},{"$f":"IF(AND(ISBLANK(INDEX($G:$G,)), ISBLANK(INDEX($C:$C,))), \"\", 'PWS Records (System Entry)'!$D$3)","v":""},null,null,null,null,null,null,null,null,null,null,null,null,null,null,null,null,null,null,""]
[{"$f":"IF(AND(ISBLANK(INDEX($G:$G,)), ISBLANK(INDEX($C:$C,))), \"\", 'PWS Records (System Entry)'!$D$4)","v":""},{"$f":"IF(AND(ISBLANK(INDEX($G:$G,)), ISBLANK(INDEX($C:$C,))), \"\", 'PWS Records (System Entry)'!$D$3)","v":""},null,null,null,null,null,null,null,null,null,null,null,null,null,null,null,null,null,null,""]
[{"$f":"IF(AND(ISBLANK(INDEX($G:$G,)), ISBLANK(INDEX($C:$C,))), \"\", 'PWS Records (System Entry)'!$D$4)","v":""},{"$f":"IF(AND(ISBLANK(INDEX($G:$G,)), ISBLANK(INDEX($C:$C,))), \"\", 'PWS Records (System Entry)'!$D$3)","v":""},null,null,null,null,null,null,null,null,null,null,null,null,null,null,null,null,null,null,""]
[{"$f":"IF(AND(ISBLANK(INDEX($G:$G,)), ISBLANK(INDEX($C:$C,))), \"\", 'PWS Records (System Entry)'!$D$4)","v":""},{"$f":"IF(AND(ISBLANK(INDEX($G:$G,)), ISBLANK(INDEX($C:$C,))), \"\", 'PWS Records (System Entry)'!$D$3)","v":""},null,null,null,null,null,null,null,null,null,null,null,null,null,null,null,null,null,null,""]
[{"$f":"IF(AND(ISBLANK(INDEX($G:$G,)), ISBLANK(INDEX($C:$C,))), \"\", 'PWS Records (System Entry)'!$D$4)","v":""},{"$f":"IF(AND(ISBLANK(INDEX($G:$G,)), ISBLANK(INDEX($C:$C,))), \"\", 'PWS Records (System Entry)'!$D$3)","v":""},null,null,null,null,null,null,null,null,null,null,null,null,null,null,null,null,null,null,""]
[{"$f":"IF(AND(ISBLANK(INDEX($G:$G,)), ISBLANK(INDEX($C:$C,))), \"\", 'PWS Records (System Entry)'!$D$4)","v":""},{"$f":"IF(AND(ISBLANK(INDEX($G:$G,)), ISBLANK(INDEX($C:$C,))), \"\", 'PWS Records (System Entry)'!$D$3)","v":""},null,null,null,null,null,null,null,null,null,null,null,null,null,null,null,null,null,null,""]
[{"$f":"IF(AND(ISBLANK(INDEX($G:$G,)), ISBLANK(INDEX($C:$C,))), \"\", 'PWS Records (System Entry)'!$D$4)","v":""},{"$f":"IF(AND(ISBLANK(INDEX($G:$G,)), ISBLANK(INDEX($C:$C,))), \"\", 'PWS Records (System Entry)'!$D$3)","v":""},null,null,null,null,null,null,null,null,null,null,null,null,null,null,null,null,null,null,""]
[{"$f":"IF(AND(ISBLANK(INDEX($G:$G,)), ISBLANK(INDEX($C:$C,))), \"\", 'PWS Records (System Entry)'!$D$4)","v":""},{"$f":"IF(AND(ISBLANK(INDEX($G:$G,)), ISBLANK(INDEX($C:$C,))), \"\", 'PWS Records (System Entry)'!$D$3)","v":""},null,null,null,null,null,null,null,null,null,null,null,null,null,null,null,null,null,null,""]
[{"$f":"IF(AND(ISBLANK(INDEX($G:$G,)), ISBLANK(INDEX($C:$C,))), \"\", 'PWS Records (System Entry)'!$D$4)","v":""},{"$f":"IF(AND(ISBLANK(INDEX($G:$G,)), ISBLANK(INDEX($C:$C,))), \"\", 'PWS Records (System Entry)'!$D$3)","v":""},null,null,null,null,null,null,null,null,null,null,null,null,null,null,null,null,null,null,""]
[{"$f":"IF(AND(ISBLANK(INDEX($G:$G,)), ISBLANK(INDEX($C:$C,))), \"\", 'PWS Records (System Entry)'!$D$4)","v":""},{"$f":"IF(AND(ISBLANK(INDEX($G:$G,)), ISBLANK(INDEX($C:$C,))), \"\", 'PWS Records (System Entry)'!$D$3)","v":""},null,null,null,null,null,null,null,null,null,null,null,null,null,null,null,null,null,null,""]
[{"$f":"IF(AND(ISBLANK(INDEX($G:$G,)), ISBLANK(INDEX($C:$C,))), \"\", 'PWS Records (System Entry)'!$D$4)","v":""},{"$f":"IF(AND(ISBLANK(INDEX($G:$G,)), ISBLANK(INDEX($C:$C,))), \"\", 'PWS Records (System Entry)'!$D$3)","v":""},null,null,null,null,null,null,null,null,null,null,null,null,null,null,null,null,null,null,""]
[{"$f":"IF(AND(ISBLANK(INDEX($G:$G,)), ISBLANK(INDEX($C:$C,))), \"\", 'PWS Records (System Entry)'!$D$4)","v":""},{"$f":"IF(AND(ISBLANK(INDEX($G:$G,)), ISBLANK(INDEX($C:$C,))), \"\", 'PWS Records (System Entry)'!$D$3)","v":""},null,null,null,null,null,null,null,null,null,null,null,null,null,null,null,null,null,null,""]
[{"$f":"IF(AND(ISBLANK(INDEX($G:$G,)), ISBLANK(INDEX($C:$C,))), \"\", 'PWS Records (System Entry)'!$D$4)","v":""},{"$f":"IF(AND(ISBLANK(INDEX($G:$G,)), ISBLANK(INDEX($C:$C,))), \"\", 'PWS Records (System Entry)'!$D$3)","v":""},null,null,null,null,null,null,null,null,null,null,null,null,null,null,null,null,null,null,""]
[{"$f":"IF(AND(ISBLANK(INDEX($G:$G,)), ISBLANK(INDEX($C:$C,))), \"\", 'PWS Records (System Entry)'!$D$4)","v":""},{"$f":"IF(AND(ISBLANK(INDEX($G:$G,)), ISBLANK(INDEX($C:$C,))), \"\", 'PWS Records (System Entry)'!$D$3)","v":""},null,null,null,null,null,null,null,null,null,null,null,null,null,null,null,null,null,null,""]
[{"$f":"IF(AND(ISBLANK(INDEX($G:$G,)), ISBLANK(INDEX($C:$C,))), \"\", 'PWS Records (System Entry)'!$D$4)","v":""},{"$f":"IF(AND(ISBLANK(INDEX($G:$G,)), ISBLANK(INDEX($C:$C,))), \"\", 'PWS Records (System Entry)'!$D$3)","v":""},null,null,null,null,null,null,null,null,null,null,null,null,null,null,null,null,null,null,""]
[{"$f":"IF(AND(ISBLANK(INDEX($G:$G,)), ISBLANK(INDEX($C:$C,))), \"\", 'PWS Records (System Entry)'!$D$4)","v":""},{"$f":"IF(AND(ISBLANK(INDEX($G:$G,)), ISBLANK(INDEX($C:$C,))), \"\", 'PWS Records (System Entry)'!$D$3)","v":""},null,null,null,null,null,null,null,null,null,null,null,null,null,null,null,null,null,null,""]
[{"$f":"IF(AND(ISBLANK(INDEX($G:$G,)), ISBLANK(INDEX($C:$C,))), \"\", 'PWS Records (System Entry)'!$D$4)","v":""},{"$f":"IF(AND(ISBLANK(INDEX($G:$G,)), ISBLANK(INDEX($C:$C,))), \"\", 'PWS Records (System Entry)'!$D$3)","v":""},null,null,null,null,null,null,null,null,null,null,null,null,null,null,null,null,null,null,""]
[{"$f":"IF(AND(ISBLANK(INDEX($G:$G,)), ISBLANK(INDEX($C:$C,))), \"\", 'PWS Records (System Entry)'!$D$4)","v":""},{"$f":"IF(AND(ISBLANK(INDEX($G:$G,)), ISBLANK(INDEX($C:$C,))), \"\", 'PWS Records (System Entry)'!$D$3)","v":""},null,null,null,null,null,null,null,null,null,null,null,null,null,null,null,null,null,null,""]
[{"$f":"IF(AND(ISBLANK(INDEX($G:$G,)), ISBLANK(INDEX($C:$C,))), \"\", 'PWS Records (System Entry)'!$D$4)","v":""},{"$f":"IF(AND(ISBLANK(INDEX($G:$G,)), ISBLANK(INDEX($C:$C,))), \"\", 'PWS Records (System Entry)'!$D$3)","v":""},null,null,null,null,null,null,null,null,null,null,null,null,null,null,null,null,null,null,""]
[{"$f":"IF(AND(ISBLANK(INDEX($G:$G,)), ISBLANK(INDEX($C:$C,))), \"\", 'PWS Records (System Entry)'!$D$4)","v":""},{"$f":"IF(AND(ISBLANK(INDEX($G:$G,)), ISBLANK(INDEX($C:$C,))), \"\", 'PWS Records (System Entry)'!$D$3)","v":""},null,null,null,null,null,null,null,null,null,null,null,null,null,null,null,null,null,null,""]
[{"$f":"IF(AND(ISBLANK(INDEX($G:$G,)), ISBLANK(INDEX($C:$C,))), \"\", 'PWS Records (System Entry)'!$D$4)","v":""},{"$f":"IF(AND(ISBLANK(INDEX($G:$G,)), ISBLANK(INDEX($C:$C,))), \"\", 'PWS Records (System Entry)'!$D$3)","v":""},null,null,null,null,null,null,null,null,null,null,null,null,null,null,null,null,null,null,""]
[{"$f":"IF(AND(ISBLANK(INDEX($G:$G,)), ISBLANK(INDEX($C:$C,))), \"\", 'PWS Records (System Entry)'!$D$4)","v":""},{"$f":"IF(AND(ISBLANK(INDEX($G:$G,)), ISBLANK(INDEX($C:$C,))), \"\", 'PWS Records (System Entry)'!$D$3)","v":""},null,null,null,null,null,null,null,null,null,null,null,null,null,null,null,null,null,null,""]
[{"$f":"IF(AND(ISBLANK(INDEX($G:$G,)), ISBLANK(INDEX($C:$C,))), \"\", 'PWS Records (System Entry)'!$D$4)","v":""},{"$f":"IF(AND(ISBLANK(INDEX($G:$G,)), ISBLANK(INDEX($C:$C,))), \"\", 'PWS Records (System Entry)'!$D$3)","v":""},null,null,null,null,null,null,null,null,null,null,null,null,null,null,null,null,null,null,""]
[{"$f":"IF(AND(ISBLANK(INDEX($G:$G,)), ISBLANK(INDEX($C:$C,))), \"\", 'PWS Records (System Entry)'!$D$4)","v":""},{"$f":"IF(AND(ISBLANK(INDEX($G:$G,)), ISBLANK(INDEX($C:$C,))), \"\", 'PWS Records (System Entry)'!$D$3)","v":""},null,null,null,null,null,null,null,null,null,null,null,null,null,null,null,null,null,null,""]
[{"$f":"IF(AND(ISBLANK(INDEX($G:$G,)), ISBLANK(INDEX($C:$C,))), \"\", 'PWS Records (System Entry)'!$D$4)","v":""},{"$f":"IF(AND(ISBLANK(INDEX($G:$G,)), ISBLANK(INDEX($C:$C,))), \"\", 'PWS Records (System Entry)'!$D$3)","v":""},null,null,null,null,null,null,null,null,null,null,null,null,null,null,null,null,null,null,""]
[{"$f":"IF(AND(ISBLANK(INDEX($G:$G,)), ISBLANK(INDEX($C:$C,))), \"\", 'PWS Records (System Entry)'!$D$4)","v":""},{"$f":"IF(AND(ISBLANK(INDEX($G:$G,)), ISBLANK(INDEX($C:$C,))), \"\", 'PWS Records (System Entry)'!$D$3)","v":""},null,null,null,null,null,null,null,null,null,null,null,null,null,null,null,null,null,null,""]
[{"$f":"IF(AND(ISBLANK(INDEX($G:$G,)), ISBLANK(INDEX($C:$C,))), \"\", 'PWS Records (System Entry)'!$D$4)","v":""},{"$f":"IF(AND(ISBLANK(INDEX($G:$G,)), ISBLANK(INDEX($C:$C,))), \"\", 'PWS Records (System Entry)'!$D$3)","v":""},null,null,null,null,null,null,null,null,null,null,null,null,null,null,null,null,null,null,""]
[{"$f":"IF(AND(ISBLANK(INDEX($G:$G,)), ISBLANK(INDEX($C:$C,))), \"\", 'PWS Records (System Entry)'!$D$4)","v":""},{"$f":"IF(AND(ISBLANK(INDEX($G:$G,)), ISBLANK(INDEX($C:$C,))), \"\", 'PWS Records (System Entry)'!$D$3)","v":""},null,null,null,null,null,null,null,null,null,null,null,null,null,null,null,null,null,null,""]
[{"$f":"IF(AND(ISBLANK(INDEX($G:$G,)), ISBLANK(INDEX($C:$C,))), \"\", 'PWS Records (System Entry)'!$D$4)","v":""},{"$f":"IF(AND(ISBLANK(INDEX($G:$G,)), ISBLANK(INDEX($C:$C,))), \"\", 'PWS Records (System Entry)'!$D$3)","v":""},null,null,null,null,null,null,null,null,null,null,null,null,null,null,null,null,null,null,""]
[{"$f":"IF(AND(ISBLANK(INDEX($G:$G,)), ISBLANK(INDEX($C:$C,))), \"\", 'PWS Records (System Entry)'!$D$4)","v":""},{"$f":"IF(AND(ISBLANK(INDEX($G:$G,)), ISBLANK(INDEX($C:$C,))), \"\", 'PWS Records (System Entry)'!$D$3)","v":""},null,null,null,null,null,null,null,null,null,null,null,null,null,null,null,null,null,null,""]
[{"$f":"IF(AND(ISBLANK(INDEX($G:$G,)), ISBLANK(INDEX($C:$C,))), \"\", 'PWS Records (System Entry)'!$D$4)","v":""},{"$f":"IF(AND(ISBLANK(INDEX($G:$G,)), ISBLANK(INDEX($C:$C,))), \"\", 'PWS Records (System Entry)'!$D$3)","v":""},null,null,null,null,null,null,null,null,null,null,null,null,null,null,null,null,null,null,""]
[{"$f":"IF(AND(ISBLANK(INDEX($G:$G,)), ISBLANK(INDEX($C:$C,))), \"\", 'PWS Records (System Entry)'!$D$4)","v":""},{"$f":"IF(AND(ISBLANK(INDEX($G:$G,)), ISBLANK(INDEX($C:$C,))), \"\", 'PWS Records (System Entry)'!$D$3)","v":""},null,null,null,null,null,null,null,null,null,null,null,null,null,null,null,null,null,null,""]
[{"$f":"IF(AND(ISBLANK(INDEX($G:$G,)), ISBLANK(INDEX($C:$C,))), \"\", 'PWS Records (System Entry)'!$D$4)","v":""},{"$f":"IF(AND(ISBLANK(INDEX($G:$G,)), ISBLANK(INDEX($C:$C,))), \"\", 'PWS Records (System Entry)'!$D$3)","v":""},null,null,null,null,null,null,null,null,null,null,null,null,null,null,null,null,null,null,""]
[{"$f":"IF(AND(ISBLANK(INDEX($G:$G,)), ISBLANK(INDEX($C:$C,))), \"\", 'PWS Records (System Entry)'!$D$4)","v":""},{"$f":"IF(AND(ISBLANK(INDEX($G:$G,)), ISBLANK(INDEX($C:$C,))), \"\", 'PWS Records (System Entry)'!$D$3)","v":""},null,null,null,null,null,null,null,null,null,null,null,null,null,null,null,null,null,null,""]
[{"$f":"IF(AND(ISBLANK(INDEX($G:$G,)), ISBLANK(INDEX($C:$C,))), \"\", 'PWS Records (System Entry)'!$D$4)","v":""},{"$f":"IF(AND(ISBLANK(INDEX($G:$G,)), ISBLANK(INDEX($C:$C,))), \"\", 'PWS Records (System Entry)'!$D$3)","v":""},null,null,null,null,null,null,null,null,null,null,null,null,null,null,null,null,null,null,""]
[{"$f":"IF(AND(ISBLANK(INDEX($G:$G,)), ISBLANK(INDEX($C:$C,))), \"\", 'PWS Records (System Entry)'!$D$4)","v":""},{"$f":"IF(AND(ISBLANK(INDEX($G:$G,)), ISBLANK(INDEX($C:$C,))), \"\", 'PWS Records (System Entry)'!$D$3)","v":""},null,null,null,null,null,null,null,null,null,null,null,null,null,null,null,null,null,null,""]
[{"$f":"IF(AND(ISBLANK(INDEX($G:$G,)), ISBLANK(INDEX($C:$C,))), \"\", 'PWS Records (System Entry)'!$D$4)","v":""},{"$f":"IF(AND(ISBLANK(INDEX($G:$G,)), ISBLANK(INDEX($C:$C,))), \"\", 'PWS Records (System Entry)'!$D$3)","v":""},null,null,null,null,null,null,null,null,null,null,null,null,null,null,null,null,null,null,""]
[{"$f":"IF(AND(ISBLANK(INDEX($G:$G,)), ISBLANK(INDEX($C:$C,))), \"\", 'PWS Records (System Entry)'!$D$4)","v":""},{"$f":"IF(AND(ISBLANK(INDEX($G:$G,)), ISBLANK(INDEX($C:$C,))), \"\", 'PWS Records (System Entry)'!$D$3)","v":""},null,null,null,null,null,null,null,null,null,null,null,null,null,null,null,null,null,null,""]
[{"$f":"IF(AND(ISBLANK(INDEX($G:$G,)), ISBLANK(INDEX($C:$C,))), \"\", 'PWS Records (System Entry)'!$D$4)","v":""},{"$f":"IF(AND(ISBLANK(INDEX($G:$G,)), ISBLANK(INDEX($C:$C,))), \"\", 'PWS Records (System Entry)'!$D$3)","v":""},null,null,null,null,null,null,null,null,null,null,null,null,null,null,null,null,null,null,""]
[{"$f":"IF(AND(ISBLANK(INDEX($G:$G,)), ISBLANK(INDEX($C:$C,))), \"\", 'PWS Records (System Entry)'!$D$4)","v":""},{"$f":"IF(AND(ISBLANK(INDEX($G:$G,)), ISBLANK(INDEX($C:$C,))), \"\", 'PWS Records (System Entry)'!$D$3)","v":""},null,null,null,null,null,null,null,null,null,null,null,null,null,null,null,null,null,null,""]
[{"$f":"IF(AND(ISBLANK(INDEX($G:$G,)), ISBLANK(INDEX($C:$C,))), \"\", 'PWS Records (System Entry)'!$D$4)","v":""},{"$f":"IF(AND(ISBLANK(INDEX($G:$G,)), ISBLANK(INDEX($C:$C,))), \"\", 'PWS Records (System Entry)'!$D$3)","v":""},null,null,null,null,null,null,null,null,null,null,null,null,null,null,null,null,null,null,""]
[{"$f":"IF(AND(ISBLANK(INDEX($G:$G,)), ISBLANK(INDEX($C:$C,))), \"\", 'PWS Records (System Entry)'!$D$4)","v":""},{"$f":"IF(AND(ISBLANK(INDEX($G:$G,)), ISBLANK(INDEX($C:$C,))), \"\", 'PWS Records (System Entry)'!$D$3)","v":""},null,null,null,null,null,null,null,null,null,null,null,null,null,null,null,null,null,null,""]
[{"$f":"IF(AND(ISBLANK(INDEX($G:$G,)), ISBLANK(INDEX($C:$C,))), \"\", 'PWS Records (System Entry)'!$D$4)","v":""},{"$f":"IF(AND(ISBLANK(INDEX($G:$G,)), ISBLANK(INDEX($C:$C,))), \"\", 'PWS Records (System Entry)'!$D$3)","v":""},null,null,null,null,null,null,null,null,null,null,null,null,null,null,null,null,null,null,""]
[{"$f":"IF(AND(ISBLANK(INDEX($G:$G,)), ISBLANK(INDEX($C:$C,))), \"\", 'PWS Records (System Entry)'!$D$4)","v":""},{"$f":"IF(AND(ISBLANK(INDEX($G:$G,)), ISBLANK(INDEX($C:$C,))), \"\", 'PWS Records (System Entry)'!$D$3)","v":""},null,null,null,null,null,null,null,null,null,null,null,null,null,null,null,null,null,null,""]
[{"$f":"IF(AND(ISBLANK(INDEX($G:$G,)), ISBLANK(INDEX($C:$C,))), \"\", 'PWS Records (System Entry)'!$D$4)","v":""},{"$f":"IF(AND(ISBLANK(INDEX($G:$G,)), ISBLANK(INDEX($C:$C,))), \"\", 'PWS Records (System Entry)'!$D$3)","v":""},null,null,null,null,null,null,null,null,null,null,null,null,null,null,null,null,null,null,""]
[{"$f":"IF(AND(ISBLANK(INDEX($G:$G,)), ISBLANK(INDEX($C:$C,))), \"\", 'PWS Records (System Entry)'!$D$4)","v":""},{"$f":"IF(AND(ISBLANK(INDEX($G:$G,)), ISBLANK(INDEX($C:$C,))), \"\", 'PWS Records (System Entry)'!$D$3)","v":""},null,null,null,null,null,null,null,null,null,null,null,null,null,null,null,null,null,null,""]
[{"$f":"IF(AND(ISBLANK(INDEX($G:$G,)), ISBLANK(INDEX($C:$C,))), \"\", 'PWS Records (System Entry)'!$D$4)","v":""},{"$f":"IF(AND(ISBLANK(INDEX($G:$G,)), ISBLANK(INDEX($C:$C,))), \"\", 'PWS Records (System Entry)'!$D$3)","v":""},null,null,null,null,null,null,null,null,null,null,null,null,null,null,null,null,null,null,""]
[{"$f":"IF(AND(ISBLANK(INDEX($G:$G,)), ISBLANK(INDEX($C:$C,))), \"\", 'PWS Records (System Entry)'!$D$4)","v":""},{"$f":"IF(AND(ISBLANK(INDEX($G:$G,)), ISBLANK(INDEX($C:$C,))), \"\", 'PWS Records (System Entry)'!$D$3)","v":""},null,null,null,null,null,null,null,null,null,null,null,null,null,null,null,null,null,null,""]
[{"$f":"IF(AND(ISBLANK(INDEX($G:$G,)), ISBLANK(INDEX($C:$C,))), \"\", 'PWS Records (System Entry)'!$D$4)","v":""},{"$f":"IF(AND(ISBLANK(INDEX($G:$G,)), ISBLANK(INDEX($C:$C,))), \"\", 'PWS Records (System Entry)'!$D$3)","v":""},null,null,null,null,null,null,null,null,null,null,null,null,null,null,null,null,null,null,""]
[{"$f":"IF(AND(ISBLANK(INDEX($G:$G,)), ISBLANK(INDEX($C:$C,))), \"\", 'PWS Records (System Entry)'!$D$4)","v":""},{"$f":"IF(AND(ISBLANK(INDEX($G:$G,)), ISBLANK(INDEX($C:$C,))), \"\", 'PWS Records (System Entry)'!$D$3)","v":""},null,null,null,null,null,null,null,null,null,null,null,null,null,null,null,null,null,null,""]
[{"$f":"IF(AND(ISBLANK(INDEX($G:$G,)), ISBLANK(INDEX($C:$C,))), \"\", 'PWS Records (System Entry)'!$D$4)","v":""},{"$f":"IF(AND(ISBLANK(INDEX($G:$G,)), ISBLANK(INDEX($C:$C,))), \"\", 'PWS Records (System Entry)'!$D$3)","v":""},null,null,null,null,null,null,null,null,null,null,null,null,null,null,null,null,null,null,{"$f":"IF(AND(INDEX($K:$K,)=\"\", INDEX($L:$L,)=\"\", INDEX($M:$M,)=\"\", INDEX($Q:$Q,)=\"\", INDEX($R:$R,)=\"\"), \"\", IF(OR(INDEX($K:$K,)=\"Lead\",INDEX($Q:$Q,)=\"Lead\"),\"Lead\",IF(OR(AND(OR(INDEX($M:$M,)=\"Yes\", INDEX($M:$M,)=\"Don't Know\", INDEX($M:$M,)=\"\"), INDEX($Q:$Q,)=\"Galvanized Iron/Steel\"), AND(INDEX($K:$K,)=\"Unknown\", INDEX($M:$M,)=\"No\", INDEX($Q:$Q,)=\"Galvanized Iron/Steel\")), \"Galvanized Requiring Replacement\", IF(OR(AND(OR(INDEX($K:$K,)=\"Galvanized Iron/Steel\", INDEX($K:$K,)=\"Non-Lead - Copper\", INDEX($K:$K,)=\"Non-Lead - Plastic\", INDEX($K:$K,)=\"Non-Lead - Other\", INDEX($K:$K,)=\"Non-Lead - Material Unknown\", INDEX($K:$K,)=\"No System Owned Portion\"), OR(INDEX($Q:$Q,)=\"Galvanized Iron/Steel\", INDEX($Q:$Q,)=\"Non-Lead - Copper\", INDEX($Q:$Q,)=\"Non-Lead - Plastic\", INDEX($Q:$Q,)=\"Non-Lead - Other\", INDEX($Q:$Q,)=\"Non-Lead - Predictive Model\", INDEX($Q:$Q,)=\"No Customer Owned Portion\")), AND(OR( INDEX($K:$K,)=\"Galvanized Iron/Steel\", INDEX($K:$K,)=\"Non-Lead - Copper\", INDEX($K:$K,)=\"Non-Lead - Plastic\", INDEX($K:$K,)=\"Non-Lead - Other\", INDEX($K:$K,)=\"Non-Lead - Material Unknown\", INDEX($K:$K,)=\"No System Owned Portion\"), INDEX($M:$M,)=\"No\", INDEX($Q:$Q,)=\"Non-Lead - Material Unknown\")), \"Non-Lead\", \"Lead Status Unknown\"))))","v":""}]
[{"$f":"IF(AND(ISBLANK(INDEX($G:$G,)), ISBLANK(INDEX($C:$C,))), \"\", 'PWS Records (System Entry)'!$D$4)","v":""},{"$f":"IF(AND(ISBLANK(INDEX($G:$G,)), ISBLANK(INDEX($C:$C,))), \"\", 'PWS Records (System Entry)'!$D$3)","v":""},null,null,null,null,null,null,null,null,null,null,null,null,null,null,null,null,null,null,""]
[{"$f":"IF(AND(ISBLANK(INDEX($G:$G,)), ISBLANK(INDEX($C:$C,))), \"\", 'PWS Records (System Entry)'!$D$4)","v":""},{"$f":"IF(AND(ISBLANK(INDEX($G:$G,)), ISBLANK(INDEX($C:$C,))), \"\", 'PWS Records (System Entry)'!$D$3)","v":""},null,null,null,null,null,null,null,null,null,null,null,null,null,null,null,null,null,null,""]
[{"$f":"IF(AND(ISBLANK(INDEX($G:$G,)), ISBLANK(INDEX($C:$C,))), \"\", 'PWS Records (System Entry)'!$D$4)","v":""},{"$f":"IF(AND(ISBLANK(INDEX($G:$G,)), ISBLANK(INDEX($C:$C,))), \"\", 'PWS Records (System Entry)'!$D$3)","v":""},null,null,null,null,null,null,null,null,null,null,null,null,null,null,null,null,null,null,""]
[{"$f":"IF(AND(ISBLANK(INDEX($G:$G,)), ISBLANK(INDEX($C:$C,))), \"\", 'PWS Records (System Entry)'!$D$4)","v":""},{"$f":"IF(AND(ISBLANK(INDEX($G:$G,)), ISBLANK(INDEX($C:$C,))), \"\", 'PWS Records (System Entry)'!$D$3)","v":""},null,null,null,null,null,null,null,null,null,null,null,null,null,null,null,null,null,null,""]
[{"$f":"IF(AND(ISBLANK(INDEX($G:$G,)), ISBLANK(INDEX($C:$C,))), \"\", 'PWS Records (System Entry)'!$D$4)","v":""},{"$f":"IF(AND(ISBLANK(INDEX($G:$G,)), ISBLANK(INDEX($C:$C,))), \"\", 'PWS Records (System Entry)'!$D$3)","v":""},null,null,null,null,null,null,null,null,null,null,null,null,null,null,null,null,null,null,""]
[{"$f":"IF(AND(ISBLANK(INDEX($G:$G,)), ISBLANK(INDEX($C:$C,))), \"\", 'PWS Records (System Entry)'!$D$4)","v":""},{"$f":"IF(AND(ISBLANK(INDEX($G:$G,)), ISBLANK(INDEX($C:$C,))), \"\", 'PWS Records (System Entry)'!$D$3)","v":""},null,null,null,null,null,null,null,null,null,null,null,null,null,null,null,null,null,null,""]
[{"$f":"IF(AND(ISBLANK(INDEX($G:$G,)), ISBLANK(INDEX($C:$C,))), \"\", 'PWS Records (System Entry)'!$D$4)","v":""},{"$f":"IF(AND(ISBLANK(INDEX($G:$G,)), ISBLANK(INDEX($C:$C,))), \"\", 'PWS Records (System Entry)'!$D$3)","v":""},null,null,null,null,null,null,null,null,null,null,null,null,null,null,null,null,null,null,""]
[{"$f":"IF(AND(ISBLANK(INDEX($G:$G,)), ISBLANK(INDEX($C:$C,))), \"\", 'PWS Records (System Entry)'!$D$4)","v":""},{"$f":"IF(AND(ISBLANK(INDEX($G:$G,)), ISBLANK(INDEX($C:$C,))), \"\", 'PWS Records (System Entry)'!$D$3)","v":""},null,null,null,null,null,null,null,null,null,null,null,null,null,null,null,null,null,null,""]
[{"$f":"IF(AND(ISBLANK(INDEX($G:$G,)), ISBLANK(INDEX($C:$C,))), \"\", 'PWS Records (System Entry)'!$D$4)","v":""},{"$f":"IF(AND(ISBLANK(INDEX($G:$G,)), ISBLANK(INDEX($C:$C,))), \"\", 'PWS Records (System Entry)'!$D$3)","v":""},null,null,null,null,null,null,null,null,null,null,null,null,null,null,null,null,null,null,""]
[{"$f":"IF(AND(ISBLANK(INDEX($G:$G,)), ISBLANK(INDEX($C:$C,))), \"\", 'PWS Records (System Entry)'!$D$4)","v":""},{"$f":"IF(AND(ISBLANK(INDEX($G:$G,)), ISBLANK(INDEX($C:$C,))), \"\", 'PWS Records (System Entry)'!$D$3)","v":""},null,null,null,null,null,null,null,null,null,null,null,null,null,null,null,null,null,null,""]
[{"$f":"IF(AND(ISBLANK(INDEX($G:$G,)), ISBLANK(INDEX($C:$C,))), \"\", 'PWS Records (System Entry)'!$D$4)","v":""},{"$f":"IF(AND(ISBLANK(INDEX($G:$G,)), ISBLANK(INDEX($C:$C,))), \"\", 'PWS Records (System Entry)'!$D$3)","v":""},null,null,null,null,null,null,null,null,null,null,null,null,null,null,null,null,null,null,""]
[{"$f":"IF(AND(ISBLANK(INDEX($G:$G,)), ISBLANK(INDEX($C:$C,))), \"\", 'PWS Records (System Entry)'!$D$4)","v":""},{"$f":"IF(AND(ISBLANK(INDEX($G:$G,)), ISBLANK(INDEX($C:$C,))), \"\", 'PWS Records (System Entry)'!$D$3)","v":""},null,null,null,null,null,null,null,null,null,null,null,null,null,null,null,null,null,null,""]
[{"$f":"IF(AND(ISBLANK(INDEX($G:$G,)), ISBLANK(INDEX($C:$C,))), \"\", 'PWS Records (System Entry)'!$D$4)","v":""},{"$f":"IF(AND(ISBLANK(INDEX($G:$G,)), ISBLANK(INDEX($C:$C,))), \"\", 'PWS Records (System Entry)'!$D$3)","v":""},null,null,null,null,null,null,null,null,null,null,null,null,null,null,null,null,null,null,""]
[{"$f":"IF(AND(ISBLANK(INDEX($G:$G,)), ISBLANK(INDEX($C:$C,))), \"\", 'PWS Records (System Entry)'!$D$4)","v":""},{"$f":"IF(AND(ISBLANK(INDEX($G:$G,)), ISBLANK(INDEX($C:$C,))), \"\", 'PWS Records (System Entry)'!$D$3)","v":""},null,null,null,null,null,null,null,null,null,null,null,null,null,null,null,null,null,null,""]
[{"$f":"IF(AND(ISBLANK(INDEX($G:$G,)), ISBLANK(INDEX($C:$C,))), \"\", 'PWS Records (System Entry)'!$D$4)","v":""},{"$f":"IF(AND(ISBLANK(INDEX($G:$G,)), ISBLANK(INDEX($C:$C,))), \"\", 'PWS Records (System Entry)'!$D$3)","v":""},null,null,null,null,null,null,null,null,null,null,null,null,null,null,null,null,null,null,""]
[{"$f":"IF(AND(ISBLANK(INDEX($G:$G,)), ISBLANK(INDEX($C:$C,))), \"\", 'PWS Records (System Entry)'!$D$4)","v":""},{"$f":"IF(AND(ISBLANK(INDEX($G:$G,)), ISBLANK(INDEX($C:$C,))), \"\", 'PWS Records (System Entry)'!$D$3)","v":""},null,null,null,null,null,null,null,null,null,null,null,null,null,null,null,null,null,null,""]
[{"$f":"IF(AND(ISBLANK(INDEX($G:$G,)), ISBLANK(INDEX($C:$C,))), \"\", 'PWS Records (System Entry)'!$D$4)","v":""},{"$f":"IF(AND(ISBLANK(INDEX($G:$G,)), ISBLANK(INDEX($C:$C,))), \"\", 'PWS Records (System Entry)'!$D$3)","v":""},null,null,null,null,null,null,null,null,null,null,null,null,null,null,null,null,null,null,""]
[{"$f":"IF(AND(ISBLANK(INDEX($G:$G,)), ISBLANK(INDEX($C:$C,))), \"\", 'PWS Records (System Entry)'!$D$4)","v":""},{"$f":"IF(AND(ISBLANK(INDEX($G:$G,)), ISBLANK(INDEX($C:$C,))), \"\", 'PWS Records (System Entry)'!$D$3)","v":""},null,null,null,null,null,null,null,null,null,null,null,null,null,null,null,null,null,null,""]
[{"$f":"IF(AND(ISBLANK(INDEX($G:$G,)), ISBLANK(INDEX($C:$C,))), \"\", 'PWS Records (System Entry)'!$D$4)","v":""},{"$f":"IF(AND(ISBLANK(INDEX($G:$G,)), ISBLANK(INDEX($C:$C,))), \"\", 'PWS Records (System Entry)'!$D$3)","v":""},null,null,null,null,null,null,null,null,null,null,null,null,null,null,null,null,null,null,""]
[{"$f":"IF(AND(ISBLANK(INDEX($G:$G,)), ISBLANK(INDEX($C:$C,))), \"\", 'PWS Records (System Entry)'!$D$4)","v":""},{"$f":"IF(AND(ISBLANK(INDEX($G:$G,)), ISBLANK(INDEX($C:$C,))), \"\", 'PWS Records (System Entry)'!$D$3)","v":""},null,null,null,null,null,null,null,null,null,null,null,null,null,null,null,null,null,null,""]
[{"$f":"IF(AND(ISBLANK(INDEX($G:$G,)), ISBLANK(INDEX($C:$C,))), \"\", 'PWS Records (System Entry)'!$D$4)","v":""},{"$f":"IF(AND(ISBLANK(INDEX($G:$G,)), ISBLANK(INDEX($C:$C,))), \"\", 'PWS Records (System Entry)'!$D$3)","v":""},null,null,null,null,null,null,null,null,null,null,null,null,null,null,null,null,null,null,""]
[{"$f":"IF(AND(ISBLANK(INDEX($G:$G,)), ISBLANK(INDEX($C:$C,))), \"\", 'PWS Records (System Entry)'!$D$4)","v":""},{"$f":"IF(AND(ISBLANK(INDEX($G:$G,)), ISBLANK(INDEX($C:$C,))), \"\", 'PWS Records (System Entry)'!$D$3)","v":""},null,null,null,null,null,null,null,null,null,null,null,null,null,null,null,null,null,null,""]
[{"$f":"IF(AND(ISBLANK(INDEX($G:$G,)), ISBLANK(INDEX($C:$C,))), \"\", 'PWS Records (System Entry)'!$D$4)","v":""},{"$f":"IF(AND(ISBLANK(INDEX($G:$G,)), ISBLANK(INDEX($C:$C,))), \"\", 'PWS Records (System Entry)'!$D$3)","v":""},null,null,null,null,null,null,null,null,null,null,null,null,null,null,null,null,null,null,""]
[{"$f":"IF(AND(ISBLANK(INDEX($G:$G,)), ISBLANK(INDEX($C:$C,))), \"\", 'PWS Records (System Entry)'!$D$4)","v":""},{"$f":"IF(AND(ISBLANK(INDEX($G:$G,)), ISBLANK(INDEX($C:$C,))), \"\", 'PWS Records (System Entry)'!$D$3)","v":""},null,null,null,null,null,null,null,null,null,null,null,null,null,null,null,null,null,null,""]
[{"$f":"IF(AND(ISBLANK(INDEX($G:$G,)), ISBLANK(INDEX($C:$C,))), \"\", 'PWS Records (System Entry)'!$D$4)","v":""},{"$f":"IF(AND(ISBLANK(INDEX($G:$G,)), ISBLANK(INDEX($C:$C,))), \"\", 'PWS Records (System Entry)'!$D$3)","v":""},null,null,null,null,null,null,null,null,null,null,null,null,null,null,null,null,null,null,""]
[{"$f":"IF(AND(ISBLANK(INDEX($G:$G,)), ISBLANK(INDEX($C:$C,))), \"\", 'PWS Records (System Entry)'!$D$4)","v":""},{"$f":"IF(AND(ISBLANK(INDEX($G:$G,)), ISBLANK(INDEX($C:$C,))), \"\", 'PWS Records (System Entry)'!$D$3)","v":""},null,null,null,null,null,null,null,null,null,null,null,null,null,null,null,null,null,null,""]
[{"$f":"IF(AND(ISBLANK(INDEX($G:$G,)), ISBLANK(INDEX($C:$C,))), \"\", 'PWS Records (System Entry)'!$D$4)","v":""},{"$f":"IF(AND(ISBLANK(INDEX($G:$G,)), ISBLANK(INDEX($C:$C,))), \"\", 'PWS Records (System Entry)'!$D$3)","v":""},null,null,null,null,null,null,null,null,null,null,null,null,null,null,null,null,null,null,""]
[{"$f":"IF(AND(ISBLANK(INDEX($G:$G,)), ISBLANK(INDEX($C:$C,))), \"\", 'PWS Records (System Entry)'!$D$4)","v":""},{"$f":"IF(AND(ISBLANK(INDEX($G:$G,)), ISBLANK(INDEX($C:$C,))), \"\", 'PWS Records (System Entry)'!$D$3)","v":""},null,null,null,null,null,null,null,null,null,null,null,null,null,null,null,null,null,null,""]
[{"$f":"IF(AND(ISBLANK(INDEX($G:$G,)), ISBLANK(INDEX($C:$C,))), \"\", 'PWS Records (System Entry)'!$D$4)","v":""},{"$f":"IF(AND(ISBLANK(INDEX($G:$G,)), ISBLANK(INDEX($C:$C,))), \"\", 'PWS Records (System Entry)'!$D$3)","v":""},null,null,null,null,null,null,null,null,null,null,null,null,null,null,null,null,null,null,""]
[{"$f":"IF(AND(ISBLANK(INDEX($G:$G,)), ISBLANK(INDEX($C:$C,))), \"\", 'PWS Records (System Entry)'!$D$4)","v":""},{"$f":"IF(AND(ISBLANK(INDEX($G:$G,)), ISBLANK(INDEX($C:$C,))), \"\", 'PWS Records (System Entry)'!$D$3)","v":""},null,null,null,null,null,null,null,null,null,null,null,null,null,null,null,null,null,null,""]
[{"$f":"IF(AND(ISBLANK(INDEX($G:$G,)), ISBLANK(INDEX($C:$C,))), \"\", 'PWS Records (System Entry)'!$D$4)","v":""},{"$f":"IF(AND(ISBLANK(INDEX($G:$G,)), ISBLANK(INDEX($C:$C,))), \"\", 'PWS Records (System Entry)'!$D$3)","v":""},null,null,null,null,null,null,null,null,null,null,null,null,null,null,null,null,null,null,""]
[{"$f":"IF(AND(ISBLANK(INDEX($G:$G,)), ISBLANK(INDEX($C:$C,))), \"\", 'PWS Records (System Entry)'!$D$4)","v":""},{"$f":"IF(AND(ISBLANK(INDEX($G:$G,)), ISBLANK(INDEX($C:$C,))), \"\", 'PWS Records (System Entry)'!$D$3)","v":""},null,null,null,null,null,null,null,null,null,null,null,null,null,null,null,null,null,null,""]
[{"$f":"IF(AND(ISBLANK(INDEX($G:$G,)), ISBLANK(INDEX($C:$C,))), \"\", 'PWS Records (System Entry)'!$D$4)","v":""},{"$f":"IF(AND(ISBLANK(INDEX($G:$G,)), ISBLANK(INDEX($C:$C,))), \"\", 'PWS Records (System Entry)'!$D$3)","v":""},null,null,null,null,null,null,null,null,null,null,null,null,null,null,null,null,null,null,""]
[{"$f":"IF(AND(ISBLANK(INDEX($G:$G,)), ISBLANK(INDEX($C:$C,))), \"\", 'PWS Records (System Entry)'!$D$4)","v":""},{"$f":"IF(AND(ISBLANK(INDEX($G:$G,)), ISBLANK(INDEX($C:$C,))), \"\", 'PWS Records (System Entry)'!$D$3)","v":""},null,null,null,null,null,null,null,null,null,null,null,null,null,null,null,null,null,null,""]
[{"$f":"IF(AND(ISBLANK(INDEX($G:$G,)), ISBLANK(INDEX($C:$C,))), \"\", 'PWS Records (System Entry)'!$D$4)","v":""},{"$f":"IF(AND(ISBLANK(INDEX($G:$G,)), ISBLANK(INDEX($C:$C,))), \"\", 'PWS Records (System Entry)'!$D$3)","v":""},null,null,null,null,null,null,null,null,null,null,null,null,null,null,null,null,null,null,""]
[{"$f":"IF(AND(ISBLANK(INDEX($G:$G,)), ISBLANK(INDEX($C:$C,))), \"\", 'PWS Records (System Entry)'!$D$4)","v":""},{"$f":"IF(AND(ISBLANK(INDEX($G:$G,)), ISBLANK(INDEX($C:$C,))), \"\", 'PWS Records (System Entry)'!$D$3)","v":""},null,null,null,null,null,null,null,null,null,null,null,null,null,null,null,null,null,null,""]
[{"$f":"IF(AND(ISBLANK(INDEX($G:$G,)), ISBLANK(INDEX($C:$C,))), \"\", 'PWS Records (System Entry)'!$D$4)","v":""},{"$f":"IF(AND(ISBLANK(INDEX($G:$G,)), ISBLANK(INDEX($C:$C,))), \"\", 'PWS Records (System Entry)'!$D$3)","v":""},null,null,null,null,null,null,null,null,null,null,null,null,null,null,null,null,null,null,""]
[{"$f":"IF(AND(ISBLANK(INDEX($G:$G,)), ISBLANK(INDEX($C:$C,))), \"\", 'PWS Records (System Entry)'!$D$4)","v":""},{"$f":"IF(AND(ISBLANK(INDEX($G:$G,)), ISBLANK(INDEX($C:$C,))), \"\", 'PWS Records (System Entry)'!$D$3)","v":""},null,null,null,null,null,null,null,null,null,null,null,null,null,null,null,null,null,null,""]
[{"$f":"IF(AND(ISBLANK(INDEX($G:$G,)), ISBLANK(INDEX($C:$C,))), \"\", 'PWS Records (System Entry)'!$D$4)","v":""},{"$f":"IF(AND(ISBLANK(INDEX($G:$G,)), ISBLANK(INDEX($C:$C,))), \"\", 'PWS Records (System Entry)'!$D$3)","v":""},null,null,null,null,null,null,null,null,null,null,null,null,null,null,null,null,null,null,""]
[{"$f":"IF(AND(ISBLANK(INDEX($G:$G,)), ISBLANK(INDEX($C:$C,))), \"\", 'PWS Records (System Entry)'!$D$4)","v":""},{"$f":"IF(AND(ISBLANK(INDEX($G:$G,)), ISBLANK(INDEX($C:$C,))), \"\", 'PWS Records (System Entry)'!$D$3)","v":""},null,null,null,null,null,null,null,null,null,null,null,null,null,null,null,null,null,null,""]
[{"$f":"IF(AND(ISBLANK(INDEX($G:$G,)), ISBLANK(INDEX($C:$C,))), \"\", 'PWS Records (System Entry)'!$D$4)","v":""},{"$f":"IF(AND(ISBLANK(INDEX($G:$G,)), ISBLANK(INDEX($C:$C,))), \"\", 'PWS Records (System Entry)'!$D$3)","v":""},null,null,null,null,null,null,null,null,null,null,null,null,null,null,null,null,null,null,""]
[{"$f":"IF(AND(ISBLANK(INDEX($G:$G,)), ISBLANK(INDEX($C:$C,))), \"\", 'PWS Records (System Entry)'!$D$4)","v":""},{"$f":"IF(AND(ISBLANK(INDEX($G:$G,)), ISBLANK(INDEX($C:$C,))), \"\", 'PWS Records (System Entry)'!$D$3)","v":""},null,null,null,null,null,null,null,null,null,null,null,null,null,null,null,null,null,null,""]
[{"$f":"IF(AND(ISBLANK(INDEX($G:$G,)), ISBLANK(INDEX($C:$C,))), \"\", 'PWS Records (System Entry)'!$D$4)","v":""},{"$f":"IF(AND(ISBLANK(INDEX($G:$G,)), ISBLANK(INDEX($C:$C,))), \"\", 'PWS Records (System Entry)'!$D$3)","v":""},null,null,null,null,null,null,null,null,null,null,null,null,null,null,null,null,null,null,""]
[{"$f":"IF(AND(ISBLANK(INDEX($G:$G,)), ISBLANK(INDEX($C:$C,))), \"\", 'PWS Records (System Entry)'!$D$4)","v":""},{"$f":"IF(AND(ISBLANK(INDEX($G:$G,)), ISBLANK(INDEX($C:$C,))), \"\", 'PWS Records (System Entry)'!$D$3)","v":""},null,null,null,null,null,null,null,null,null,null,null,null,null,null,null,null,null,null,""]
[{"$f":"IF(AND(ISBLANK(INDEX($G:$G,)), ISBLANK(INDEX($C:$C,))), \"\", 'PWS Records (System Entry)'!$D$4)","v":""},{"$f":"IF(AND(ISBLANK(INDEX($G:$G,)), ISBLANK(INDEX($C:$C,))), \"\", 'PWS Records (System Entry)'!$D$3)","v":""},null,null,null,null,null,null,null,null,null,null,null,null,null,null,null,null,null,null,""]
[{"$f":"IF(AND(ISBLANK(INDEX($G:$G,)), ISBLANK(INDEX($C:$C,))), \"\", 'PWS Records (System Entry)'!$D$4)","v":""},{"$f":"IF(AND(ISBLANK(INDEX($G:$G,)), ISBLANK(INDEX($C:$C,))), \"\", 'PWS Records (System Entry)'!$D$3)","v":""},null,null,null,null,null,null,null,null,null,null,null,null,null,null,null,null,null,null,""]
[{"$f":"IF(AND(ISBLANK(INDEX($G:$G,)), ISBLANK(INDEX($C:$C,))), \"\", 'PWS Records (System Entry)'!$D$4)","v":""},{"$f":"IF(AND(ISBLANK(INDEX($G:$G,)), ISBLANK(INDEX($C:$C,))), \"\", 'PWS Records (System Entry)'!$D$3)","v":""},null,null,null,null,null,null,null,null,null,null,null,null,null,null,null,null,null,null,""]
[{"$f":"IF(AND(ISBLANK(INDEX($G:$G,)), ISBLANK(INDEX($C:$C,))), \"\", 'PWS Records (System Entry)'!$D$4)","v":""},{"$f":"IF(AND(ISBLANK(INDEX($G:$G,)), ISBLANK(INDEX($C:$C,))), \"\", 'PWS Records (System Entry)'!$D$3)","v":""},null,null,null,null,null,null,null,null,null,null,null,null,null,null,null,null,null,null,""]
[{"$f":"IF(AND(ISBLANK(INDEX($G:$G,)), ISBLANK(INDEX($C:$C,))), \"\", 'PWS Records (System Entry)'!$D$4)","v":""},{"$f":"IF(AND(ISBLANK(INDEX($G:$G,)), ISBLANK(INDEX($C:$C,))), \"\", 'PWS Records (System Entry)'!$D$3)","v":""},null,null,null,null,null,null,null,null,null,null,null,null,null,null,null,null,null,null,""]
[{"$f":"IF(AND(ISBLANK(INDEX($G:$G,)), ISBLANK(INDEX($C:$C,))), \"\", 'PWS Records (System Entry)'!$D$4)","v":""},{"$f":"IF(AND(ISBLANK(INDEX($G:$G,)), ISBLANK(INDEX($C:$C,))), \"\", 'PWS Records (System Entry)'!$D$3)","v":""},null,null,null,null,null,null,null,null,null,null,null,null,null,null,null,null,null,null,""]
[{"$f":"IF(AND(ISBLANK(INDEX($G:$G,)), ISBLANK(INDEX($C:$C,))), \"\", 'PWS Records (System Entry)'!$D$4)","v":""},{"$f":"IF(AND(ISBLANK(INDEX($G:$G,)), ISBLANK(INDEX($C:$C,))), \"\", 'PWS Records (System Entry)'!$D$3)","v":""},null,null,null,null,null,null,null,null,null,null,null,null,null,null,null,null,null,null,""]
[{"$f":"IF(AND(ISBLANK(INDEX($G:$G,)), ISBLANK(INDEX($C:$C,))), \"\", 'PWS Records (System Entry)'!$D$4)","v":""},{"$f":"IF(AND(ISBLANK(INDEX($G:$G,)), ISBLANK(INDEX($C:$C,))), \"\", 'PWS Records (System Entry)'!$D$3)","v":""},null,null,null,null,null,null,null,null,null,null,null,null,null,null,null,null,null,null,""]
[{"$f":"IF(AND(ISBLANK(INDEX($G:$G,)), ISBLANK(INDEX($C:$C,))), \"\", 'PWS Records (System Entry)'!$D$4)","v":""},{"$f":"IF(AND(ISBLANK(INDEX($G:$G,)), ISBLANK(INDEX($C:$C,))), \"\", 'PWS Records (System Entry)'!$D$3)","v":""},null,null,null,null,null,null,null,null,null,null,null,null,null,null,null,null,null,null,""]
[{"$f":"IF(AND(ISBLANK(INDEX($G:$G,)), ISBLANK(INDEX($C:$C,))), \"\", 'PWS Records (System Entry)'!$D$4)","v":""},{"$f":"IF(AND(ISBLANK(INDEX($G:$G,)), ISBLANK(INDEX($C:$C,))), \"\", 'PWS Records (System Entry)'!$D$3)","v":""},null,null,null,null,null,null,null,null,null,null,null,null,null,null,null,null,null,null,""]
[{"$f":"IF(AND(ISBLANK(INDEX($G:$G,)), ISBLANK(INDEX($C:$C,))), \"\", 'PWS Records (System Entry)'!$D$4)","v":""},{"$f":"IF(AND(ISBLANK(INDEX($G:$G,)), ISBLANK(INDEX($C:$C,))), \"\", 'PWS Records (System Entry)'!$D$3)","v":""},null,null,null,null,null,null,null,null,null,null,null,null,null,null,null,null,null,null,""]
[{"$f":"IF(AND(ISBLANK(INDEX($G:$G,)), ISBLANK(INDEX($C:$C,))), \"\", 'PWS Records (System Entry)'!$D$4)","v":""},{"$f":"IF(AND(ISBLANK(INDEX($G:$G,)), ISBLANK(INDEX($C:$C,))), \"\", 'PWS Records (System Entry)'!$D$3)","v":""},null,null,null,null,null,null,null,null,null,null,null,null,null,null,null,null,null,null,""]
[{"$f":"IF(AND(ISBLANK(INDEX($G:$G,)), ISBLANK(INDEX($C:$C,))), \"\", 'PWS Records (System Entry)'!$D$4)","v":""},{"$f":"IF(AND(ISBLANK(INDEX($G:$G,)), ISBLANK(INDEX($C:$C,))), \"\", 'PWS Records (System Entry)'!$D$3)","v":""},null,null,null,null,null,null,null,null,null,null,null,null,null,null,null,null,null,null,""]
[{"$f":"IF(AND(ISBLANK(INDEX($G:$G,)), ISBLANK(INDEX($C:$C,))), \"\", 'PWS Records (System Entry)'!$D$4)","v":""},{"$f":"IF(AND(ISBLANK(INDEX($G:$G,)), ISBLANK(INDEX($C:$C,))), \"\", 'PWS Records (System Entry)'!$D$3)","v":""},null,null,null,null,null,null,null,null,null,null,null,null,null,null,null,null,null,null,""]
[{"$f":"IF(AND(ISBLANK(INDEX($G:$G,)), ISBLANK(INDEX($C:$C,))), \"\", 'PWS Records (System Entry)'!$D$4)","v":""},{"$f":"IF(AND(ISBLANK(INDEX($G:$G,)), ISBLANK(INDEX($C:$C,))), \"\", 'PWS Records (System Entry)'!$D$3)","v":""},null,null,null,null,null,null,null,null,null,null,null,null,null,null,null,null,null,null,""]
[{"$f":"IF(AND(ISBLANK(INDEX($G:$G,)), ISBLANK(INDEX($C:$C,))), \"\", 'PWS Records (System Entry)'!$D$4)","v":""},{"$f":"IF(AND(ISBLANK(INDEX($G:$G,)), ISBLANK(INDEX($C:$C,))), \"\", 'PWS Records (System Entry)'!$D$3)","v":""},null,null,null,null,null,null,null,null,null,null,null,null,null,null,null,null,null,null,""]
[{"$f":"IF(AND(ISBLANK(INDEX($G:$G,)), ISBLANK(INDEX($C:$C,))), \"\", 'PWS Records (System Entry)'!$D$4)","v":""},{"$f":"IF(AND(ISBLANK(INDEX($G:$G,)), ISBLANK(INDEX($C:$C,))), \"\", 'PWS Records (System Entry)'!$D$3)","v":""},null,null,null,null,null,null,null,null,null,null,null,null,null,null,null,null,null,null,""]
[{"$f":"IF(AND(ISBLANK(INDEX($G:$G,)), ISBLANK(INDEX($C:$C,))), \"\", 'PWS Records (System Entry)'!$D$4)","v":""},{"$f":"IF(AND(ISBLANK(INDEX($G:$G,)), ISBLANK(INDEX($C:$C,))), \"\", 'PWS Records (System Entry)'!$D$3)","v":""},null,null,null,null,null,null,null,null,null,null,null,null,null,null,null,null,null,null,""]
[{"$f":"IF(AND(ISBLANK(INDEX($G:$G,)), ISBLANK(INDEX($C:$C,))), \"\", 'PWS Records (System Entry)'!$D$4)","v":""},{"$f":"IF(AND(ISBLANK(INDEX($G:$G,)), ISBLANK(INDEX($C:$C,))), \"\", 'PWS Records (System Entry)'!$D$3)","v":""},null,null,null,null,null,null,null,null,null,null,null,null,null,null,null,null,null,null,""]
[{"$f":"IF(AND(ISBLANK(INDEX($G:$G,)), ISBLANK(INDEX($C:$C,))), \"\", 'PWS Records (System Entry)'!$D$4)","v":""},{"$f":"IF(AND(ISBLANK(INDEX($G:$G,)), ISBLANK(INDEX($C:$C,))), \"\", 'PWS Records (System Entry)'!$D$3)","v":""},null,null,null,null,null,null,null,null,null,null,null,null,null,null,null,null,null,null,{"$f":"IF(AND(INDEX($K:$K,)=\"\", INDEX($L:$L,)=\"\", INDEX($M:$M,)=\"\", INDEX($Q:$Q,)=\"\", INDEX($R:$R,)=\"\"), \"\", IF(OR(INDEX($K:$K,)=\"Lead\",INDEX($Q:$Q,)=\"Lead\"),\"Lead\",IF(OR(AND(OR(INDEX($M:$M,)=\"Yes\", INDEX($M:$M,)=\"Don't Know\", INDEX($M:$M,)=\"\"), INDEX($Q:$Q,)=\"Galvanized Iron/Steel\"), AND(INDEX($K:$K,)=\"Unknown\", INDEX($M:$M,)=\"No\", INDEX($Q:$Q,)=\"Galvanized Iron/Steel\")), \"Galvanized Requiring Replacement\", IF(OR(AND(OR(INDEX($K:$K,)=\"Galvanized Iron/Steel\", INDEX($K:$K,)=\"Non-Lead - Copper\", INDEX($K:$K,)=\"Non-Lead - Plastic\", INDEX($K:$K,)=\"Non-Lead - Other\", INDEX($K:$K,)=\"Non-Lead - Material Unknown\", INDEX($K:$K,)=\"No System Owned Portion\"), OR(INDEX($Q:$Q,)=\"Galvanized Iron/Steel\", INDEX($Q:$Q,)=\"Non-Lead - Copper\", INDEX($Q:$Q,)=\"Non-Lead - Plastic\", INDEX($Q:$Q,)=\"Non-Lead - Other\", INDEX($Q:$Q,)=\"Non-Lead - Predictive Model\", INDEX($Q:$Q,)=\"No Customer Owned Portion\")), AND(OR( INDEX($K:$K,)=\"Galvanized Iron/Steel\", INDEX($K:$K,)=\"Non-Lead - Copper\", INDEX($K:$K,)=\"Non-Lead - Plastic\", INDEX($K:$K,)=\"Non-Lead - Other\", INDEX($K:$K,)=\"Non-Lead - Material Unknown\", INDEX($K:$K,)=\"No System Owned Portion\"), INDEX($M:$M,)=\"No\", INDEX($Q:$Q,)=\"Non-Lead - Material Unknown\")), \"Non-Lead\", \"Lead Status Unknown\"))))","v":""}]
[{"$f":"IF(AND(ISBLANK(INDEX($G:$G,)), ISBLANK(INDEX($C:$C,))), \"\", 'PWS Records (System Entry)'!$D$4)","v":""},{"$f":"IF(AND(ISBLANK(INDEX($G:$G,)), ISBLANK(INDEX($C:$C,))), \"\", 'PWS Records (System Entry)'!$D$3)","v":""},null,null,null,null,null,null,null,null,null,null,null,null,null,null,null,null,null,null,""]
[{"$f":"IF(AND(ISBLANK(INDEX($G:$G,)), ISBLANK(INDEX($C:$C,))), \"\", 'PWS Records (System Entry)'!$D$4)","v":""},{"$f":"IF(AND(ISBLANK(INDEX($G:$G,)), ISBLANK(INDEX($C:$C,))), \"\", 'PWS Records (System Entry)'!$D$3)","v":""},null,null,null,null,null,null,null,null,null,null,null,null,null,null,null,null,null,null,""]
[{"$f":"IF(AND(ISBLANK(INDEX($G:$G,)), ISBLANK(INDEX($C:$C,))), \"\", 'PWS Records (System Entry)'!$D$4)","v":""},{"$f":"IF(AND(ISBLANK(INDEX($G:$G,)), ISBLANK(INDEX($C:$C,))), \"\", 'PWS Records (System Entry)'!$D$3)","v":""},null,null,null,null,null,null,null,null,null,null,null,null,null,null,null,null,null,null,""]
[{"$f":"IF(AND(ISBLANK(INDEX($G:$G,)), ISBLANK(INDEX($C:$C,))), \"\", 'PWS Records (System Entry)'!$D$4)","v":""},{"$f":"IF(AND(ISBLANK(INDEX($G:$G,)), ISBLANK(INDEX($C:$C,))), \"\", 'PWS Records (System Entry)'!$D$3)","v":""},null,null,null,null,null,null,null,null,null,null,null,null,null,null,null,null,null,null,""]
[{"$f":"IF(AND(ISBLANK(INDEX($G:$G,)), ISBLANK(INDEX($C:$C,))), \"\", 'PWS Records (System Entry)'!$D$4)","v":""},{"$f":"IF(AND(ISBLANK(INDEX($G:$G,)), ISBLANK(INDEX($C:$C,))), \"\", 'PWS Records (System Entry)'!$D$3)","v":""},null,null,null,null,null,null,null,null,null,null,null,null,null,null,null,null,null,null,""]
[{"$f":"IF(AND(ISBLANK(INDEX($G:$G,)), ISBLANK(INDEX($C:$C,))), \"\", 'PWS Records (System Entry)'!$D$4)","v":""},{"$f":"IF(AND(ISBLANK(INDEX($G:$G,)), ISBLANK(INDEX($C:$C,))), \"\", 'PWS Records (System Entry)'!$D$3)","v":""},null,null,null,null,null,null,null,null,null,null,null,null,null,null,null,null,null,null,""]
[{"$f":"IF(AND(ISBLANK(INDEX($G:$G,)), ISBLANK(INDEX($C:$C,))), \"\", 'PWS Records (System Entry)'!$D$4)","v":""},{"$f":"IF(AND(ISBLANK(INDEX($G:$G,)), ISBLANK(INDEX($C:$C,))), \"\", 'PWS Records (System Entry)'!$D$3)","v":""},null,null,null,null,null,null,null,null,null,null,null,null,null,null,null,null,null,null,""]
[{"$f":"IF(AND(ISBLANK(INDEX($G:$G,)), ISBLANK(INDEX($C:$C,))), \"\", 'PWS Records (System Entry)'!$D$4)","v":""},{"$f":"IF(AND(ISBLANK(INDEX($G:$G,)), ISBLANK(INDEX($C:$C,))), \"\", 'PWS Records (System Entry)'!$D$3)","v":""},null,null,null,null,null,null,null,null,null,null,null,null,null,null,null,null,null,null,""]
[{"$f":"IF(AND(ISBLANK(INDEX($G:$G,)), ISBLANK(INDEX($C:$C,))), \"\", 'PWS Records (System Entry)'!$D$4)","v":""},{"$f":"IF(AND(ISBLANK(INDEX($G:$G,)), ISBLANK(INDEX($C:$C,))), \"\", 'PWS Records (System Entry)'!$D$3)","v":""},null,null,null,null,null,null,null,null,null,null,null,null,null,null,null,null,null,null,""]
[{"$f":"IF(AND(ISBLANK(INDEX($G:$G,)), ISBLANK(INDEX($C:$C,))), \"\", 'PWS Records (System Entry)'!$D$4)","v":""},{"$f":"IF(AND(ISBLANK(INDEX($G:$G,)), ISBLANK(INDEX($C:$C,))), \"\", 'PWS Records (System Entry)'!$D$3)","v":""},null,null,null,null,null,null,null,null,null,null,null,null,null,null,null,null,null,null,""]
[{"$f":"IF(AND(ISBLANK(INDEX($G:$G,)), ISBLANK(INDEX($C:$C,))), \"\", 'PWS Records (System Entry)'!$D$4)","v":""},{"$f":"IF(AND(ISBLANK(INDEX($G:$G,)), ISBLANK(INDEX($C:$C,))), \"\", 'PWS Records (System Entry)'!$D$3)","v":""},null,null,null,null,null,null,null,null,null,null,null,null,null,null,null,null,null,null,""]
[{"$f":"IF(AND(ISBLANK(INDEX($G:$G,)), ISBLANK(INDEX($C:$C,))), \"\", 'PWS Records (System Entry)'!$D$4)","v":""},{"$f":"IF(AND(ISBLANK(INDEX($G:$G,)), ISBLANK(INDEX($C:$C,))), \"\", 'PWS Records (System Entry)'!$D$3)","v":""},null,null,null,null,null,null,null,null,null,null,null,null,null,null,null,null,null,null,""]
[{"$f":"IF(AND(ISBLANK(INDEX($G:$G,)), ISBLANK(INDEX($C:$C,))), \"\", 'PWS Records (System Entry)'!$D$4)","v":""},{"$f":"IF(AND(ISBLANK(INDEX($G:$G,)), ISBLANK(INDEX($C:$C,))), \"\", 'PWS Records (System Entry)'!$D$3)","v":""},null,null,null,null,null,null,null,null,null,null,null,null,null,null,null,null,null,null,""]
[{"$f":"IF(AND(ISBLANK(INDEX($G:$G,)), ISBLANK(INDEX($C:$C,))), \"\", 'PWS Records (System Entry)'!$D$4)","v":""},{"$f":"IF(AND(ISBLANK(INDEX($G:$G,)), ISBLANK(INDEX($C:$C,))), \"\", 'PWS Records (System Entry)'!$D$3)","v":""},null,null,null,null,null,null,null,null,null,null,null,null,null,null,null,null,null,null,""]
[{"$f":"IF(AND(ISBLANK(INDEX($G:$G,)), ISBLANK(INDEX($C:$C,))), \"\", 'PWS Records (System Entry)'!$D$4)","v":""},{"$f":"IF(AND(ISBLANK(INDEX($G:$G,)), ISBLANK(INDEX($C:$C,))), \"\", 'PWS Records (System Entry)'!$D$3)","v":""},null,null,null,null,null,null,null,null,null,null,null,null,null,null,null,null,null,null,""]
[{"$f":"IF(AND(ISBLANK(INDEX($G:$G,)), ISBLANK(INDEX($C:$C,))), \"\", 'PWS Records (System Entry)'!$D$4)","v":""},{"$f":"IF(AND(ISBLANK(INDEX($G:$G,)), ISBLANK(INDEX($C:$C,))), \"\", 'PWS Records (System Entry)'!$D$3)","v":""},null,null,null,null,null,null,null,null,null,null,null,null,null,null,null,null,null,null,""]
[{"$f":"IF(AND(ISBLANK(INDEX($G:$G,)), ISBLANK(INDEX($C:$C,))), \"\", 'PWS Records (System Entry)'!$D$4)","v":""},{"$f":"IF(AND(ISBLANK(INDEX($G:$G,)), ISBLANK(INDEX($C:$C,))), \"\", 'PWS Records (System Entry)'!$D$3)","v":""},null,null,null,null,null,null,null,null,null,null,null,null,null,null,null,null,null,null,""]
[{"$f":"IF(AND(ISBLANK(INDEX($G:$G,)), ISBLANK(INDEX($C:$C,))), \"\", 'PWS Records (System Entry)'!$D$4)","v":""},{"$f":"IF(AND(ISBLANK(INDEX($G:$G,)), ISBLANK(INDEX($C:$C,))), \"\", 'PWS Records (System Entry)'!$D$3)","v":""},null,null,null,null,null,null,null,null,null,null,null,null,null,null,null,null,null,null,""]
[{"$f":"IF(AND(ISBLANK(INDEX($G:$G,)), ISBLANK(INDEX($C:$C,))), \"\", 'PWS Records (System Entry)'!$D$4)","v":""},{"$f":"IF(AND(ISBLANK(INDEX($G:$G,)), ISBLANK(INDEX($C:$C,))), \"\", 'PWS Records (System Entry)'!$D$3)","v":""},null,null,null,null,null,null,null,null,null,null,null,null,null,null,null,null,null,null,""]
[{"$f":"IF(AND(ISBLANK(INDEX($G:$G,)), ISBLANK(INDEX($C:$C,))), \"\", 'PWS Records (System Entry)'!$D$4)","v":""},{"$f":"IF(AND(ISBLANK(INDEX($G:$G,)), ISBLANK(INDEX($C:$C,))), \"\", 'PWS Records (System Entry)'!$D$3)","v":""},null,null,null,null,null,null,null,null,null,null,null,null,null,null,null,null,null,null,""]
[{"$f":"IF(AND(ISBLANK(INDEX($G:$G,)), ISBLANK(INDEX($C:$C,))), \"\", 'PWS Records (System Entry)'!$D$4)","v":""},{"$f":"IF(AND(ISBLANK(INDEX($G:$G,)), ISBLANK(INDEX($C:$C,))), \"\", 'PWS Records (System Entry)'!$D$3)","v":""},null,null,null,null,null,null,null,null,null,null,null,null,null,null,null,null,null,null,""]
[{"$f":"IF(AND(ISBLANK(INDEX($G:$G,)), ISBLANK(INDEX($C:$C,))), \"\", 'PWS Records (System Entry)'!$D$4)","v":""},{"$f":"IF(AND(ISBLANK(INDEX($G:$G,)), ISBLANK(INDEX($C:$C,))), \"\", 'PWS Records (System Entry)'!$D$3)","v":""},null,null,null,null,null,null,null,null,null,null,null,null,null,null,null,null,null,null,""]
[{"$f":"IF(AND(ISBLANK(INDEX($G:$G,)), ISBLANK(INDEX($C:$C,))), \"\", 'PWS Records (System Entry)'!$D$4)","v":""},{"$f":"IF(AND(ISBLANK(INDEX($G:$G,)), ISBLANK(INDEX($C:$C,))), \"\", 'PWS Records (System Entry)'!$D$3)","v":""},null,null,null,null,null,null,null,null,null,null,null,null,null,null,null,null,null,null,""]
[{"$f":"IF(AND(ISBLANK(INDEX($G:$G,)), ISBLANK(INDEX($C:$C,))), \"\", 'PWS Records (System Entry)'!$D$4)","v":""},{"$f":"IF(AND(ISBLANK(INDEX($G:$G,)), ISBLANK(INDEX($C:$C,))), \"\", 'PWS Records (System Entry)'!$D$3)","v":""},null,null,null,null,null,null,null,null,null,null,null,null,null,null,null,null,null,null,""]
[{"$f":"IF(AND(ISBLANK(INDEX($G:$G,)), ISBLANK(INDEX($C:$C,))), \"\", 'PWS Records (System Entry)'!$D$4)","v":""},{"$f":"IF(AND(ISBLANK(INDEX($G:$G,)), ISBLANK(INDEX($C:$C,))), \"\", 'PWS Records (System Entry)'!$D$3)","v":""},null,null,null,null,null,null,null,null,null,null,null,null,null,null,null,null,null,null,""]
[{"$f":"IF(AND(ISBLANK(INDEX($G:$G,)), ISBLANK(INDEX($C:$C,))), \"\", 'PWS Records (System Entry)'!$D$4)","v":""},{"$f":"IF(AND(ISBLANK(INDEX($G:$G,)), ISBLANK(INDEX($C:$C,))), \"\", 'PWS Records (System Entry)'!$D$3)","v":""},null,null,null,null,null,null,null,null,null,null,null,null,null,null,null,null,null,null,""]
[{"$f":"IF(AND(ISBLANK(INDEX($G:$G,)), ISBLANK(INDEX($C:$C,))), \"\", 'PWS Records (System Entry)'!$D$4)","v":""},{"$f":"IF(AND(ISBLANK(INDEX($G:$G,)), ISBLANK(INDEX($C:$C,))), \"\", 'PWS Records (System Entry)'!$D$3)","v":""},null,null,null,null,null,null,null,null,null,null,null,null,null,null,null,null,null,null,""]
[{"$f":"IF(AND(ISBLANK(INDEX($G:$G,)), ISBLANK(INDEX($C:$C,))), \"\", 'PWS Records (System Entry)'!$D$4)","v":""},{"$f":"IF(AND(ISBLANK(INDEX($G:$G,)), ISBLANK(INDEX($C:$C,))), \"\", 'PWS Records (System Entry)'!$D$3)","v":""},null,null,null,null,null,null,null,null,null,null,null,null,null,null,null,null,null,null,""]
[{"$f":"IF(AND(ISBLANK(INDEX($G:$G,)), ISBLANK(INDEX($C:$C,))), \"\", 'PWS Records (System Entry)'!$D$4)","v":""},{"$f":"IF(AND(ISBLANK(INDEX($G:$G,)), ISBLANK(INDEX($C:$C,))), \"\", 'PWS Records (System Entry)'!$D$3)","v":""},null,null,null,null,null,null,null,null,null,null,null,null,null,null,null,null,null,null,""]
[{"$f":"IF(AND(ISBLANK(INDEX($G:$G,)), ISBLANK(INDEX($C:$C,))), \"\", 'PWS Records (System Entry)'!$D$4)","v":""},{"$f":"IF(AND(ISBLANK(INDEX($G:$G,)), ISBLANK(INDEX($C:$C,))), \"\", 'PWS Records (System Entry)'!$D$3)","v":""},null,null,null,null,null,null,null,null,null,null,null,null,null,null,null,null,null,null,""]
[{"$f":"IF(AND(ISBLANK(INDEX($G:$G,)), ISBLANK(INDEX($C:$C,))), \"\", 'PWS Records (System Entry)'!$D$4)","v":""},{"$f":"IF(AND(ISBLANK(INDEX($G:$G,)), ISBLANK(INDEX($C:$C,))), \"\", 'PWS Records (System Entry)'!$D$3)","v":""},null,null,null,null,null,null,null,null,null,null,null,null,null,null,null,null,null,null,""]
[{"$f":"IF(AND(ISBLANK(INDEX($G:$G,)), ISBLANK(INDEX($C:$C,))), \"\", 'PWS Records (System Entry)'!$D$4)","v":""},{"$f":"IF(AND(ISBLANK(INDEX($G:$G,)), ISBLANK(INDEX($C:$C,))), \"\", 'PWS Records (System Entry)'!$D$3)","v":""},null,null,null,null,null,null,null,null,null,null,null,null,null,null,null,null,null,null,""]
[{"$f":"IF(AND(ISBLANK(INDEX($G:$G,)), ISBLANK(INDEX($C:$C,))), \"\", 'PWS Records (System Entry)'!$D$4)","v":""},{"$f":"IF(AND(ISBLANK(INDEX($G:$G,)), ISBLANK(INDEX($C:$C,))), \"\", 'PWS Records (System Entry)'!$D$3)","v":""},null,null,null,null,null,null,null,null,null,null,null,null,null,null,null,null,null,null,""]
[{"$f":"IF(AND(ISBLANK(INDEX($G:$G,)), ISBLANK(INDEX($C:$C,))), \"\", 'PWS Records (System Entry)'!$D$4)","v":""},{"$f":"IF(AND(ISBLANK(INDEX($G:$G,)), ISBLANK(INDEX($C:$C,))), \"\", 'PWS Records (System Entry)'!$D$3)","v":""},null,null,null,null,null,null,null,null,null,null,null,null,null,null,null,null,null,null,""]
[{"$f":"IF(AND(ISBLANK(INDEX($G:$G,)), ISBLANK(INDEX($C:$C,))), \"\", 'PWS Records (System Entry)'!$D$4)","v":""},{"$f":"IF(AND(ISBLANK(INDEX($G:$G,)), ISBLANK(INDEX($C:$C,))), \"\", 'PWS Records (System Entry)'!$D$3)","v":""},null,null,null,null,null,null,null,null,null,null,null,null,null,null,null,null,null,null,""]
[{"$f":"IF(AND(ISBLANK(INDEX($G:$G,)), ISBLANK(INDEX($C:$C,))), \"\", 'PWS Records (System Entry)'!$D$4)","v":""},{"$f":"IF(AND(ISBLANK(INDEX($G:$G,)), ISBLANK(INDEX($C:$C,))), \"\", 'PWS Records (System Entry)'!$D$3)","v":""},null,null,null,null,null,null,null,null,null,null,null,null,null,null,null,null,null,null,""]
[{"$f":"IF(AND(ISBLANK(INDEX($G:$G,)), ISBLANK(INDEX($C:$C,))), \"\", 'PWS Records (System Entry)'!$D$4)","v":""},{"$f":"IF(AND(ISBLANK(INDEX($G:$G,)), ISBLANK(INDEX($C:$C,))), \"\", 'PWS Records (System Entry)'!$D$3)","v":""},null,null,null,null,null,null,null,null,null,null,null,null,null,null,null,null,null,null,""]
[{"$f":"IF(AND(ISBLANK(INDEX($G:$G,)), ISBLANK(INDEX($C:$C,))), \"\", 'PWS Records (System Entry)'!$D$4)","v":""},{"$f":"IF(AND(ISBLANK(INDEX($G:$G,)), ISBLANK(INDEX($C:$C,))), \"\", 'PWS Records (System Entry)'!$D$3)","v":""},null,null,null,null,null,null,null,null,null,null,null,null,null,null,null,null,null,null,""]
[{"$f":"IF(AND(ISBLANK(INDEX($G:$G,)), ISBLANK(INDEX($C:$C,))), \"\", 'PWS Records (System Entry)'!$D$4)","v":""},{"$f":"IF(AND(ISBLANK(INDEX($G:$G,)), ISBLANK(INDEX($C:$C,))), \"\", 'PWS Records (System Entry)'!$D$3)","v":""},null,null,null,null,null,null,null,null,null,null,null,null,null,null,null,null,null,null,""]
[{"$f":"IF(AND(ISBLANK(INDEX($G:$G,)), ISBLANK(INDEX($C:$C,))), \"\", 'PWS Records (System Entry)'!$D$4)","v":""},{"$f":"IF(AND(ISBLANK(INDEX($G:$G,)), ISBLANK(INDEX($C:$C,))), \"\", 'PWS Records (System Entry)'!$D$3)","v":""},null,null,null,null,null,null,null,null,null,null,null,null,null,null,null,null,null,null,""]
[{"$f":"IF(AND(ISBLANK(INDEX($G:$G,)), ISBLANK(INDEX($C:$C,))), \"\", 'PWS Records (System Entry)'!$D$4)","v":""},{"$f":"IF(AND(ISBLANK(INDEX($G:$G,)), ISBLANK(INDEX($C:$C,))), \"\", 'PWS Records (System Entry)'!$D$3)","v":""},null,null,null,null,null,null,null,null,null,null,null,null,null,null,null,null,null,null,""]
[{"$f":"IF(AND(ISBLANK(INDEX($G:$G,)), ISBLANK(INDEX($C:$C,))), \"\", 'PWS Records (System Entry)'!$D$4)","v":""},{"$f":"IF(AND(ISBLANK(INDEX($G:$G,)), ISBLANK(INDEX($C:$C,))), \"\", 'PWS Records (System Entry)'!$D$3)","v":""},null,null,null,null,null,null,null,null,null,null,null,null,null,null,null,null,null,null,""]
[{"$f":"IF(AND(ISBLANK(INDEX($G:$G,)), ISBLANK(INDEX($C:$C,))), \"\", 'PWS Records (System Entry)'!$D$4)","v":""},{"$f":"IF(AND(ISBLANK(INDEX($G:$G,)), ISBLANK(INDEX($C:$C,))), \"\", 'PWS Records (System Entry)'!$D$3)","v":""},null,null,null,null,null,null,null,null,null,null,null,null,null,null,null,null,null,null,""]
[{"$f":"IF(AND(ISBLANK(INDEX($G:$G,)), ISBLANK(INDEX($C:$C,))), \"\", 'PWS Records (System Entry)'!$D$4)","v":""},{"$f":"IF(AND(ISBLANK(INDEX($G:$G,)), ISBLANK(INDEX($C:$C,))), \"\", 'PWS Records (System Entry)'!$D$3)","v":""},null,null,null,null,null,null,null,null,null,null,null,null,null,null,null,null,null,null,""]
[{"$f":"IF(AND(ISBLANK(INDEX($G:$G,)), ISBLANK(INDEX($C:$C,))), \"\", 'PWS Records (System Entry)'!$D$4)","v":""},{"$f":"IF(AND(ISBLANK(INDEX($G:$G,)), ISBLANK(INDEX($C:$C,))), \"\", 'PWS Records (System Entry)'!$D$3)","v":""},null,null,null,null,null,null,null,null,null,null,null,null,null,null,null,null,null,null,""]
[{"$f":"IF(AND(ISBLANK(INDEX($G:$G,)), ISBLANK(INDEX($C:$C,))), \"\", 'PWS Records (System Entry)'!$D$4)","v":""},{"$f":"IF(AND(ISBLANK(INDEX($G:$G,)), ISBLANK(INDEX($C:$C,))), \"\", 'PWS Records (System Entry)'!$D$3)","v":""},null,null,null,null,null,null,null,null,null,null,null,null,null,null,null,null,null,null,""]
[{"$f":"IF(AND(ISBLANK(INDEX($G:$G,)), ISBLANK(INDEX($C:$C,))), \"\", 'PWS Records (System Entry)'!$D$4)","v":""},{"$f":"IF(AND(ISBLANK(INDEX($G:$G,)), ISBLANK(INDEX($C:$C,))), \"\", 'PWS Records (System Entry)'!$D$3)","v":""},null,null,null,null,null,null,null,null,null,null,null,null,null,null,null,null,null,null,""]
[{"$f":"IF(AND(ISBLANK(INDEX($G:$G,)), ISBLANK(INDEX($C:$C,))), \"\", 'PWS Records (System Entry)'!$D$4)","v":""},{"$f":"IF(AND(ISBLANK(INDEX($G:$G,)), ISBLANK(INDEX($C:$C,))), \"\", 'PWS Records (System Entry)'!$D$3)","v":""},null,null,null,null,null,null,null,null,null,null,null,null,null,null,null,null,null,null,""]
[{"$f":"IF(AND(ISBLANK(INDEX($G:$G,)), ISBLANK(INDEX($C:$C,))), \"\", 'PWS Records (System Entry)'!$D$4)","v":""},{"$f":"IF(AND(ISBLANK(INDEX($G:$G,)), ISBLANK(INDEX($C:$C,))), \"\", 'PWS Records (System Entry)'!$D$3)","v":""},null,null,null,null,null,null,null,null,null,null,null,null,null,null,null,null,null,null,""]
[{"$f":"IF(AND(ISBLANK(INDEX($G:$G,)), ISBLANK(INDEX($C:$C,))), \"\", 'PWS Records (System Entry)'!$D$4)","v":""},{"$f":"IF(AND(ISBLANK(INDEX($G:$G,)), ISBLANK(INDEX($C:$C,))), \"\", 'PWS Records (System Entry)'!$D$3)","v":""},null,null,null,null,null,null,null,null,null,null,null,null,null,null,null,null,null,null,""]
[{"$f":"IF(AND(ISBLANK(INDEX($G:$G,)), ISBLANK(INDEX($C:$C,))), \"\", 'PWS Records (System Entry)'!$D$4)","v":""},{"$f":"IF(AND(ISBLANK(INDEX($G:$G,)), ISBLANK(INDEX($C:$C,))), \"\", 'PWS Records (System Entry)'!$D$3)","v":""},null,null,null,null,null,null,null,null,null,null,null,null,null,null,null,null,null,null,""]
[{"$f":"IF(AND(ISBLANK(INDEX($G:$G,)), ISBLANK(INDEX($C:$C,))), \"\", 'PWS Records (System Entry)'!$D$4)","v":""},{"$f":"IF(AND(ISBLANK(INDEX($G:$G,)), ISBLANK(INDEX($C:$C,))), \"\", 'PWS Records (System Entry)'!$D$3)","v":""},null,null,null,null,null,null,null,null,null,null,null,null,null,null,null,null,null,null,""]
[{"$f":"IF(AND(ISBLANK(INDEX($G:$G,)), ISBLANK(INDEX($C:$C,))), \"\", 'PWS Records (System Entry)'!$D$4)","v":""},{"$f":"IF(AND(ISBLANK(INDEX($G:$G,)), ISBLANK(INDEX($C:$C,))), \"\", 'PWS Records (System Entry)'!$D$3)","v":""},null,null,null,null,null,null,null,null,null,null,null,null,null,null,null,null,null,null,""]
[{"$f":"IF(AND(ISBLANK(INDEX($G:$G,)), ISBLANK(INDEX($C:$C,))), \"\", 'PWS Records (System Entry)'!$D$4)","v":""},{"$f":"IF(AND(ISBLANK(INDEX($G:$G,)), ISBLANK(INDEX($C:$C,))), \"\", 'PWS Records (System Entry)'!$D$3)","v":""},null,null,null,null,null,null,null,null,null,null,null,null,null,null,null,null,null,null,""]
[{"$f":"IF(AND(ISBLANK(INDEX($G:$G,)), ISBLANK(INDEX($C:$C,))), \"\", 'PWS Records (System Entry)'!$D$4)","v":""},{"$f":"IF(AND(ISBLANK(INDEX($G:$G,)), ISBLANK(INDEX($C:$C,))), \"\", 'PWS Records (System Entry)'!$D$3)","v":""},null,null,null,null,null,null,null,null,null,null,null,null,null,null,null,null,null,null,""]
[{"$f":"IF(AND(ISBLANK(INDEX($G:$G,)), ISBLANK(INDEX($C:$C,))), \"\", 'PWS Records (System Entry)'!$D$4)","v":""},{"$f":"IF(AND(ISBLANK(INDEX($G:$G,)), ISBLANK(INDEX($C:$C,))), \"\", 'PWS Records (System Entry)'!$D$3)","v":""},null,null,null,null,null,null,null,null,null,null,null,null,null,null,null,null,null,null,""]
[{"$f":"IF(AND(ISBLANK(INDEX($G:$G,)), ISBLANK(INDEX($C:$C,))), \"\", 'PWS Records (System Entry)'!$D$4)","v":""},{"$f":"IF(AND(ISBLANK(INDEX($G:$G,)), ISBLANK(INDEX($C:$C,))), \"\", 'PWS Records (System Entry)'!$D$3)","v":""},null,null,null,null,null,null,null,null,null,null,null,null,null,null,null,null,null,null,""]
[{"$f":"IF(AND(ISBLANK(INDEX($G:$G,)), ISBLANK(INDEX($C:$C,))), \"\", 'PWS Records (System Entry)'!$D$4)","v":""},{"$f":"IF(AND(ISBLANK(INDEX($G:$G,)), ISBLANK(INDEX($C:$C,))), \"\", 'PWS Records (System Entry)'!$D$3)","v":""},null,null,null,null,null,null,null,null,null,null,null,null,null,null,null,null,null,null,""]
[{"$f":"IF(AND(ISBLANK(INDEX($G:$G,)), ISBLANK(INDEX($C:$C,))), \"\", 'PWS Records (System Entry)'!$D$4)","v":""},{"$f":"IF(AND(ISBLANK(INDEX($G:$G,)), ISBLANK(INDEX($C:$C,))), \"\", 'PWS Records (System Entry)'!$D$3)","v":""},null,null,null,null,null,null,null,null,null,null,null,null,null,null,null,null,null,null,""]
[{"$f":"IF(AND(ISBLANK(INDEX($G:$G,)), ISBLANK(INDEX($C:$C,))), \"\", 'PWS Records (System Entry)'!$D$4)","v":""},{"$f":"IF(AND(ISBLANK(INDEX($G:$G,)), ISBLANK(INDEX($C:$C,))), \"\", 'PWS Records (System Entry)'!$D$3)","v":""},null,null,null,null,null,null,null,null,null,null,null,null,null,null,null,null,null,null,""]
[{"$f":"IF(AND(ISBLANK(INDEX($G:$G,)), ISBLANK(INDEX($C:$C,))), \"\", 'PWS Records (System Entry)'!$D$4)","v":""},{"$f":"IF(AND(ISBLANK(INDEX($G:$G,)), ISBLANK(INDEX($C:$C,))), \"\", 'PWS Records (System Entry)'!$D$3)","v":""},null,null,null,null,null,null,null,null,null,null,null,null,null,null,null,null,null,null,""]
[{"$f":"IF(AND(ISBLANK(INDEX($G:$G,)), ISBLANK(INDEX($C:$C,))), \"\", 'PWS Records (System Entry)'!$D$4)","v":""},{"$f":"IF(AND(ISBLANK(INDEX($G:$G,)), ISBLANK(INDEX($C:$C,))), \"\", 'PWS Records (System Entry)'!$D$3)","v":""},null,null,null,null,null,null,null,null,null,null,null,null,null,null,null,null,null,null,""]
[{"$f":"IF(AND(ISBLANK(INDEX($G:$G,)), ISBLANK(INDEX($C:$C,))), \"\", 'PWS Records (System Entry)'!$D$4)","v":""},{"$f":"IF(AND(ISBLANK(INDEX($G:$G,)), ISBLANK(INDEX($C:$C,))), \"\", 'PWS Records (System Entry)'!$D$3)","v":""},null,null,null,null,null,null,null,null,null,null,null,null,null,null,null,null,null,null,""]
[{"$f":"IF(AND(ISBLANK(INDEX($G:$G,)), ISBLANK(INDEX($C:$C,))), \"\", 'PWS Records (System Entry)'!$D$4)","v":""},{"$f":"IF(AND(ISBLANK(INDEX($G:$G,)), ISBLANK(INDEX($C:$C,))), \"\", 'PWS Records (System Entry)'!$D$3)","v":""},null,null,null,null,null,null,null,null,null,null,null,null,null,null,null,null,null,null,{"$f":"IF(AND(INDEX($K:$K,)=\"\", INDEX($L:$L,)=\"\", INDEX($M:$M,)=\"\", INDEX($Q:$Q,)=\"\", INDEX($R:$R,)=\"\"), \"\", IF(OR(INDEX($K:$K,)=\"Lead\",INDEX($Q:$Q,)=\"Lead\"),\"Lead\",IF(OR(AND(OR(INDEX($M:$M,)=\"Yes\", INDEX($M:$M,)=\"Don't Know\", INDEX($M:$M,)=\"\"), INDEX($Q:$Q,)=\"Galvanized Iron/Steel\"), AND(INDEX($K:$K,)=\"Unknown\", INDEX($M:$M,)=\"No\", INDEX($Q:$Q,)=\"Galvanized Iron/Steel\")), \"Galvanized Requiring Replacement\", IF(OR(AND(OR(INDEX($K:$K,)=\"Galvanized Iron/Steel\", INDEX($K:$K,)=\"Non-Lead - Copper\", INDEX($K:$K,)=\"Non-Lead - Plastic\", INDEX($K:$K,)=\"Non-Lead - Other\", INDEX($K:$K,)=\"Non-Lead - Material Unknown\", INDEX($K:$K,)=\"No System Owned Portion\"), OR(INDEX($Q:$Q,)=\"Galvanized Iron/Steel\", INDEX($Q:$Q,)=\"Non-Lead - Copper\", INDEX($Q:$Q,)=\"Non-Lead - Plastic\", INDEX($Q:$Q,)=\"Non-Lead - Other\", INDEX($Q:$Q,)=\"Non-Lead - Predictive Model\", INDEX($Q:$Q,)=\"No Customer Owned Portion\")), AND(OR( INDEX($K:$K,)=\"Galvanized Iron/Steel\", INDEX($K:$K,)=\"Non-Lead - Copper\", INDEX($K:$K,)=\"Non-Lead - Plastic\", INDEX($K:$K,)=\"Non-Lead - Other\", INDEX($K:$K,)=\"Non-Lead - Material Unknown\", INDEX($K:$K,)=\"No System Owned Portion\"), INDEX($M:$M,)=\"No\", INDEX($Q:$Q,)=\"Non-Lead - Material Unknown\")), \"Non-Lead\", \"Lead Status Unknown\"))))","v":""}]
[{"$f":"IF(AND(ISBLANK(INDEX($G:$G,)), ISBLANK(INDEX($C:$C,))), \"\", 'PWS Records (System Entry)'!$D$4)","v":""},{"$f":"IF(AND(ISBLANK(INDEX($G:$G,)), ISBLANK(INDEX($C:$C,))), \"\", 'PWS Records (System Entry)'!$D$3)","v":""},null,null,null,null,null,null,null,null,null,null,null,null,null,null,null,null,null,null,""]
[{"$f":"IF(AND(ISBLANK(INDEX($G:$G,)), ISBLANK(INDEX($C:$C,))), \"\", 'PWS Records (System Entry)'!$D$4)","v":""},{"$f":"IF(AND(ISBLANK(INDEX($G:$G,)), ISBLANK(INDEX($C:$C,))), \"\", 'PWS Records (System Entry)'!$D$3)","v":""},null,null,null,null,null,null,null,null,null,null,null,null,null,null,null,null,null,null,""]
[{"$f":"IF(AND(ISBLANK(INDEX($G:$G,)), ISBLANK(INDEX($C:$C,))), \"\", 'PWS Records (System Entry)'!$D$4)","v":""},{"$f":"IF(AND(ISBLANK(INDEX($G:$G,)), ISBLANK(INDEX($C:$C,))), \"\", 'PWS Records (System Entry)'!$D$3)","v":""},null,null,null,null,null,null,null,null,null,null,null,null,null,null,null,null,null,null,""]
[{"$f":"IF(AND(ISBLANK(INDEX($G:$G,)), ISBLANK(INDEX($C:$C,))), \"\", 'PWS Records (System Entry)'!$D$4)","v":""},{"$f":"IF(AND(ISBLANK(INDEX($G:$G,)), ISBLANK(INDEX($C:$C,))), \"\", 'PWS Records (System Entry)'!$D$3)","v":""},null,null,null,null,null,null,null,null,null,null,null,null,null,null,null,null,null,null,""]
[{"$f":"IF(AND(ISBLANK(INDEX($G:$G,)), ISBLANK(INDEX($C:$C,))), \"\", 'PWS Records (System Entry)'!$D$4)","v":""},{"$f":"IF(AND(ISBLANK(INDEX($G:$G,)), ISBLANK(INDEX($C:$C,))), \"\", 'PWS Records (System Entry)'!$D$3)","v":""},null,null,null,null,null,null,null,null,null,null,null,null,null,null,null,null,null,null,""]
[{"$f":"IF(AND(ISBLANK(INDEX($G:$G,)), ISBLANK(INDEX($C:$C,))), \"\", 'PWS Records (System Entry)'!$D$4)","v":""},{"$f":"IF(AND(ISBLANK(INDEX($G:$G,)), ISBLANK(INDEX($C:$C,))), \"\", 'PWS Records (System Entry)'!$D$3)","v":""},null,null,null,null,null,null,null,null,null,null,null,null,null,null,null,null,null,null,""]
[{"$f":"IF(AND(ISBLANK(INDEX($G:$G,)), ISBLANK(INDEX($C:$C,))), \"\", 'PWS Records (System Entry)'!$D$4)","v":""},{"$f":"IF(AND(ISBLANK(INDEX($G:$G,)), ISBLANK(INDEX($C:$C,))), \"\", 'PWS Records (System Entry)'!$D$3)","v":""},null,null,null,null,null,null,null,null,null,null,null,null,null,null,null,null,null,null,""]
[{"$f":"IF(AND(ISBLANK(INDEX($G:$G,)), ISBLANK(INDEX($C:$C,))), \"\", 'PWS Records (System Entry)'!$D$4)","v":""},{"$f":"IF(AND(ISBLANK(INDEX($G:$G,)), ISBLANK(INDEX($C:$C,))), \"\", 'PWS Records (System Entry)'!$D$3)","v":""},null,null,null,null,null,null,null,null,null,null,null,null,null,null,null,null,null,null,""]
[{"$f":"IF(AND(ISBLANK(INDEX($G:$G,)), ISBLANK(INDEX($C:$C,))), \"\", 'PWS Records (System Entry)'!$D$4)","v":""},{"$f":"IF(AND(ISBLANK(INDEX($G:$G,)), ISBLANK(INDEX($C:$C,))), \"\", 'PWS Records (System Entry)'!$D$3)","v":""},null,null,null,null,null,null,null,null,null,null,null,null,null,null,null,null,null,null,""]
[{"$f":"IF(AND(ISBLANK(INDEX($G:$G,)), ISBLANK(INDEX($C:$C,))), \"\", 'PWS Records (System Entry)'!$D$4)","v":""},{"$f":"IF(AND(ISBLANK(INDEX($G:$G,)), ISBLANK(INDEX($C:$C,))), \"\", 'PWS Records (System Entry)'!$D$3)","v":""},null,null,null,null,null,null,null,null,null,null,null,null,null,null,null,null,null,null,""]
[{"$f":"IF(AND(ISBLANK(INDEX($G:$G,)), ISBLANK(INDEX($C:$C,))), \"\", 'PWS Records (System Entry)'!$D$4)","v":""},{"$f":"IF(AND(ISBLANK(INDEX($G:$G,)), ISBLANK(INDEX($C:$C,))), \"\", 'PWS Records (System Entry)'!$D$3)","v":""},null,null,null,null,null,null,null,null,null,null,null,null,null,null,null,null,null,null,""]
[{"$f":"IF(AND(ISBLANK(INDEX($G:$G,)), ISBLANK(INDEX($C:$C,))), \"\", 'PWS Records (System Entry)'!$D$4)","v":""},{"$f":"IF(AND(ISBLANK(INDEX($G:$G,)), ISBLANK(INDEX($C:$C,))), \"\", 'PWS Records (System Entry)'!$D$3)","v":""},null,null,null,null,null,null,null,null,null,null,null,null,null,null,null,null,null,null,""]
[{"$f":"IF(AND(ISBLANK(INDEX($G:$G,)), ISBLANK(INDEX($C:$C,))), \"\", 'PWS Records (System Entry)'!$D$4)","v":""},{"$f":"IF(AND(ISBLANK(INDEX($G:$G,)), ISBLANK(INDEX($C:$C,))), \"\", 'PWS Records (System Entry)'!$D$3)","v":""},null,null,null,null,null,null,null,null,null,null,null,null,null,null,null,null,null,null,""]
[{"$f":"IF(AND(ISBLANK(INDEX($G:$G,)), ISBLANK(INDEX($C:$C,))), \"\", 'PWS Records (System Entry)'!$D$4)","v":""},{"$f":"IF(AND(ISBLANK(INDEX($G:$G,)), ISBLANK(INDEX($C:$C,))), \"\", 'PWS Records (System Entry)'!$D$3)","v":""},null,null,null,null,null,null,null,null,null,null,null,null,null,null,null,null,null,null,""]
[{"$f":"IF(AND(ISBLANK(INDEX($G:$G,)), ISBLANK(INDEX($C:$C,))), \"\", 'PWS Records (System Entry)'!$D$4)","v":""},{"$f":"IF(AND(ISBLANK(INDEX($G:$G,)), ISBLANK(INDEX($C:$C,))), \"\", 'PWS Records (System Entry)'!$D$3)","v":""},null,null,null,null,null,null,null,null,null,null,null,null,null,null,null,null,null,null,""]
[{"$f":"IF(AND(ISBLANK(INDEX($G:$G,)), ISBLANK(INDEX($C:$C,))), \"\", 'PWS Records (System Entry)'!$D$4)","v":""},{"$f":"IF(AND(ISBLANK(INDEX($G:$G,)), ISBLANK(INDEX($C:$C,))), \"\", 'PWS Records (System Entry)'!$D$3)","v":""},null,null,null,null,null,null,null,null,null,null,null,null,null,null,null,null,null,null,""]
[{"$f":"IF(AND(ISBLANK(INDEX($G:$G,)), ISBLANK(INDEX($C:$C,))), \"\", 'PWS Records (System Entry)'!$D$4)","v":""},{"$f":"IF(AND(ISBLANK(INDEX($G:$G,)), ISBLANK(INDEX($C:$C,))), \"\", 'PWS Records (System Entry)'!$D$3)","v":""},null,null,null,null,null,null,null,null,null,null,null,null,null,null,null,null,null,null,""]
[{"$f":"IF(AND(ISBLANK(INDEX($G:$G,)), ISBLANK(INDEX($C:$C,))), \"\", 'PWS Records (System Entry)'!$D$4)","v":""},{"$f":"IF(AND(ISBLANK(INDEX($G:$G,)), ISBLANK(INDEX($C:$C,))), \"\", 'PWS Records (System Entry)'!$D$3)","v":""},null,null,null,null,null,null,null,null,null,null,null,null,null,null,null,null,null,null,""]
[{"$f":"IF(AND(ISBLANK(INDEX($G:$G,)), ISBLANK(INDEX($C:$C,))), \"\", 'PWS Records (System Entry)'!$D$4)","v":""},{"$f":"IF(AND(ISBLANK(INDEX($G:$G,)), ISBLANK(INDEX($C:$C,))), \"\", 'PWS Records (System Entry)'!$D$3)","v":""},null,null,null,null,null,null,null,null,null,null,null,null,null,null,null,null,null,null,""]
[{"$f":"IF(AND(ISBLANK(INDEX($G:$G,)), ISBLANK(INDEX($C:$C,))), \"\", 'PWS Records (System Entry)'!$D$4)","v":""},{"$f":"IF(AND(ISBLANK(INDEX($G:$G,)), ISBLANK(INDEX($C:$C,))), \"\", 'PWS Records (System Entry)'!$D$3)","v":""},null,null,null,null,null,null,null,null,null,null,null,null,null,null,null,null,null,null,""]
[{"$f":"IF(AND(ISBLANK(INDEX($G:$G,)), ISBLANK(INDEX($C:$C,))), \"\", 'PWS Records (System Entry)'!$D$4)","v":""},{"$f":"IF(AND(ISBLANK(INDEX($G:$G,)), ISBLANK(INDEX($C:$C,))), \"\", 'PWS Records (System Entry)'!$D$3)","v":""},null,null,null,null,null,null,null,null,null,null,null,null,null,null,null,null,null,null,""]
[{"$f":"IF(AND(ISBLANK(INDEX($G:$G,)), ISBLANK(INDEX($C:$C,))), \"\", 'PWS Records (System Entry)'!$D$4)","v":""},{"$f":"IF(AND(ISBLANK(INDEX($G:$G,)), ISBLANK(INDEX($C:$C,))), \"\", 'PWS Records (System Entry)'!$D$3)","v":""},null,null,null,null,null,null,null,null,null,null,null,null,null,null,null,null,null,null,""]
[{"$f":"IF(AND(ISBLANK(INDEX($G:$G,)), ISBLANK(INDEX($C:$C,))), \"\", 'PWS Records (System Entry)'!$D$4)","v":""},{"$f":"IF(AND(ISBLANK(INDEX($G:$G,)), ISBLANK(INDEX($C:$C,))), \"\", 'PWS Records (System Entry)'!$D$3)","v":""},null,null,null,null,null,null,null,null,null,null,null,null,null,null,null,null,null,null,""]
[{"$f":"IF(AND(ISBLANK(INDEX($G:$G,)), ISBLANK(INDEX($C:$C,))), \"\", 'PWS Records (System Entry)'!$D$4)","v":""},{"$f":"IF(AND(ISBLANK(INDEX($G:$G,)), ISBLANK(INDEX($C:$C,))), \"\", 'PWS Records (System Entry)'!$D$3)","v":""},null,null,null,null,null,null,null,null,null,null,null,null,null,null,null,null,null,null,""]
[{"$f":"IF(AND(ISBLANK(INDEX($G:$G,)), ISBLANK(INDEX($C:$C,))), \"\", 'PWS Records (System Entry)'!$D$4)","v":""},{"$f":"IF(AND(ISBLANK(INDEX($G:$G,)), ISBLANK(INDEX($C:$C,))), \"\", 'PWS Records (System Entry)'!$D$3)","v":""},null,null,null,null,null,null,null,null,null,null,null,null,null,null,null,null,null,null,""]
[{"$f":"IF(AND(ISBLANK(INDEX($G:$G,)), ISBLANK(INDEX($C:$C,))), \"\", 'PWS Records (System Entry)'!$D$4)","v":""},{"$f":"IF(AND(ISBLANK(INDEX($G:$G,)), ISBLANK(INDEX($C:$C,))), \"\", 'PWS Records (System Entry)'!$D$3)","v":""},null,null,null,null,null,null,null,null,null,null,null,null,null,null,null,null,null,null,""]
[{"$f":"IF(AND(ISBLANK(INDEX($G:$G,)), ISBLANK(INDEX($C:$C,))), \"\", 'PWS Records (System Entry)'!$D$4)","v":""},{"$f":"IF(AND(ISBLANK(INDEX($G:$G,)), ISBLANK(INDEX($C:$C,))), \"\", 'PWS Records (System Entry)'!$D$3)","v":""},null,null,null,null,null,null,null,null,null,null,null,null,null,null,null,null,null,null,""]
[{"$f":"IF(AND(ISBLANK(INDEX($G:$G,)), ISBLANK(INDEX($C:$C,))), \"\", 'PWS Records (System Entry)'!$D$4)","v":""},{"$f":"IF(AND(ISBLANK(INDEX($G:$G,)), ISBLANK(INDEX($C:$C,))), \"\", 'PWS Records (System Entry)'!$D$3)","v":""},null,null,null,null,null,null,null,null,null,null,null,null,null,null,null,null,null,null,""]
[{"$f":"IF(AND(ISBLANK(INDEX($G:$G,)), ISBLANK(INDEX($C:$C,))), \"\", 'PWS Records (System Entry)'!$D$4)","v":""},{"$f":"IF(AND(ISBLANK(INDEX($G:$G,)), ISBLANK(INDEX($C:$C,))), \"\", 'PWS Records (System Entry)'!$D$3)","v":""},null,null,null,null,null,null,null,null,null,null,null,null,null,null,null,null,null,null,""]
[{"$f":"IF(AND(ISBLANK(INDEX($G:$G,)), ISBLANK(INDEX($C:$C,))), \"\", 'PWS Records (System Entry)'!$D$4)","v":""},{"$f":"IF(AND(ISBLANK(INDEX($G:$G,)), ISBLANK(INDEX($C:$C,))), \"\", 'PWS Records (System Entry)'!$D$3)","v":""},null,null,null,null,null,null,null,null,null,null,null,null,null,null,null,null,null,null,""]
[{"$f":"IF(AND(ISBLANK(INDEX($G:$G,)), ISBLANK(INDEX($C:$C,))), \"\", 'PWS Records (System Entry)'!$D$4)","v":""},{"$f":"IF(AND(ISBLANK(INDEX($G:$G,)), ISBLANK(INDEX($C:$C,))), \"\", 'PWS Records (System Entry)'!$D$3)","v":""},null,null,null,null,null,null,null,null,null,null,null,null,null,null,null,null,null,null,""]
[{"$f":"IF(AND(ISBLANK(INDEX($G:$G,)), ISBLANK(INDEX($C:$C,))), \"\", 'PWS Records (System Entry)'!$D$4)","v":""},{"$f":"IF(AND(ISBLANK(INDEX($G:$G,)), ISBLANK(INDEX($C:$C,))), \"\", 'PWS Records (System Entry)'!$D$3)","v":""},null,null,null,null,null,null,null,null,null,null,null,null,null,null,null,null,null,null,""]
[{"$f":"IF(AND(ISBLANK(INDEX($G:$G,)), ISBLANK(INDEX($C:$C,))), \"\", 'PWS Records (System Entry)'!$D$4)","v":""},{"$f":"IF(AND(ISBLANK(INDEX($G:$G,)), ISBLANK(INDEX($C:$C,))), \"\", 'PWS Records (System Entry)'!$D$3)","v":""},null,null,null,null,null,null,null,null,null,null,null,null,null,null,null,null,null,null,""]
[{"$f":"IF(AND(ISBLANK(INDEX($G:$G,)), ISBLANK(INDEX($C:$C,))), \"\", 'PWS Records (System Entry)'!$D$4)","v":""},{"$f":"IF(AND(ISBLANK(INDEX($G:$G,)), ISBLANK(INDEX($C:$C,))), \"\", 'PWS Records (System Entry)'!$D$3)","v":""},null,null,null,null,null,null,null,null,null,null,null,null,null,null,null,null,null,null,""]
[{"$f":"IF(AND(ISBLANK(INDEX($G:$G,)), ISBLANK(INDEX($C:$C,))), \"\", 'PWS Records (System Entry)'!$D$4)","v":""},{"$f":"IF(AND(ISBLANK(INDEX($G:$G,)), ISBLANK(INDEX($C:$C,))), \"\", 'PWS Records (System Entry)'!$D$3)","v":""},null,null,null,null,null,null,null,null,null,null,null,null,null,null,null,null,null,null,""]
[{"$f":"IF(AND(ISBLANK(INDEX($G:$G,)), ISBLANK(INDEX($C:$C,))), \"\", 'PWS Records (System Entry)'!$D$4)","v":""},{"$f":"IF(AND(ISBLANK(INDEX($G:$G,)), ISBLANK(INDEX($C:$C,))), \"\", 'PWS Records (System Entry)'!$D$3)","v":""},null,null,null,null,null,null,null,null,null,null,null,null,null,null,null,null,null,null,""]
[{"$f":"IF(AND(ISBLANK(INDEX($G:$G,)), ISBLANK(INDEX($C:$C,))), \"\", 'PWS Records (System Entry)'!$D$4)","v":""},{"$f":"IF(AND(ISBLANK(INDEX($G:$G,)), ISBLANK(INDEX($C:$C,))), \"\", 'PWS Records (System Entry)'!$D$3)","v":""},null,null,null,null,null,null,null,null,null,null,null,null,null,null,null,null,null,null,""]
[{"$f":"IF(AND(ISBLANK(INDEX($G:$G,)), ISBLANK(INDEX($C:$C,))), \"\", 'PWS Records (System Entry)'!$D$4)","v":""},{"$f":"IF(AND(ISBLANK(INDEX($G:$G,)), ISBLANK(INDEX($C:$C,))), \"\", 'PWS Records (System Entry)'!$D$3)","v":""},null,null,null,null,null,null,null,null,null,null,null,null,null,null,null,null,null,null,""]
[{"$f":"IF(AND(ISBLANK(INDEX($G:$G,)), ISBLANK(INDEX($C:$C,))), \"\", 'PWS Records (System Entry)'!$D$4)","v":""},{"$f":"IF(AND(ISBLANK(INDEX($G:$G,)), ISBLANK(INDEX($C:$C,))), \"\", 'PWS Records (System Entry)'!$D$3)","v":""},null,null,null,null,null,null,null,null,null,null,null,null,null,null,null,null,null,null,""]
[{"$f":"IF(AND(ISBLANK(INDEX($G:$G,)), ISBLANK(INDEX($C:$C,))), \"\", 'PWS Records (System Entry)'!$D$4)","v":""},{"$f":"IF(AND(ISBLANK(INDEX($G:$G,)), ISBLANK(INDEX($C:$C,))), \"\", 'PWS Records (System Entry)'!$D$3)","v":""},null,null,null,null,null,null,null,null,null,null,null,null,null,null,null,null,null,null,""]
[{"$f":"IF(AND(ISBLANK(INDEX($G:$G,)), ISBLANK(INDEX($C:$C,))), \"\", 'PWS Records (System Entry)'!$D$4)","v":""},{"$f":"IF(AND(ISBLANK(INDEX($G:$G,)), ISBLANK(INDEX($C:$C,))), \"\", 'PWS Records (System Entry)'!$D$3)","v":""},null,null,null,null,null,null,null,null,null,null,null,null,null,null,null,null,null,null,""]
[{"$f":"IF(AND(ISBLANK(INDEX($G:$G,)), ISBLANK(INDEX($C:$C,))), \"\", 'PWS Records (System Entry)'!$D$4)","v":""},{"$f":"IF(AND(ISBLANK(INDEX($G:$G,)), ISBLANK(INDEX($C:$C,))), \"\", 'PWS Records (System Entry)'!$D$3)","v":""},null,null,null,null,null,null,null,null,null,null,null,null,null,null,null,null,null,null,""]
[{"$f":"IF(AND(ISBLANK(INDEX($G:$G,)), ISBLANK(INDEX($C:$C,))), \"\", 'PWS Records (System Entry)'!$D$4)","v":""},{"$f":"IF(AND(ISBLANK(INDEX($G:$G,)), ISBLANK(INDEX($C:$C,))), \"\", 'PWS Records (System Entry)'!$D$3)","v":""},null,null,null,null,null,null,null,null,null,null,null,null,null,null,null,null,null,null,""]
[{"$f":"IF(AND(ISBLANK(INDEX($G:$G,)), ISBLANK(INDEX($C:$C,))), \"\", 'PWS Records (System Entry)'!$D$4)","v":""},{"$f":"IF(AND(ISBLANK(INDEX($G:$G,)), ISBLANK(INDEX($C:$C,))), \"\", 'PWS Records (System Entry)'!$D$3)","v":""},null,null,null,null,null,null,null,null,null,null,null,null,null,null,null,null,null,null,""]
[{"$f":"IF(AND(ISBLANK(INDEX($G:$G,)), ISBLANK(INDEX($C:$C,))), \"\", 'PWS Records (System Entry)'!$D$4)","v":""},{"$f":"IF(AND(ISBLANK(INDEX($G:$G,)), ISBLANK(INDEX($C:$C,))), \"\", 'PWS Records (System Entry)'!$D$3)","v":""},null,null,null,null,null,null,null,null,null,null,null,null,null,null,null,null,null,null,""]
[{"$f":"IF(AND(ISBLANK(INDEX($G:$G,)), ISBLANK(INDEX($C:$C,))), \"\", 'PWS Records (System Entry)'!$D$4)","v":""},{"$f":"IF(AND(ISBLANK(INDEX($G:$G,)), ISBLANK(INDEX($C:$C,))), \"\", 'PWS Records (System Entry)'!$D$3)","v":""},null,null,null,null,null,null,null,null,null,null,null,null,null,null,null,null,null,null,""]
[{"$f":"IF(AND(ISBLANK(INDEX($G:$G,)), ISBLANK(INDEX($C:$C,))), \"\", 'PWS Records (System Entry)'!$D$4)","v":""},{"$f":"IF(AND(ISBLANK(INDEX($G:$G,)), ISBLANK(INDEX($C:$C,))), \"\", 'PWS Records (System Entry)'!$D$3)","v":""},null,null,null,null,null,null,null,null,null,null,null,null,null,null,null,null,null,null,""]
[{"$f":"IF(AND(ISBLANK(INDEX($G:$G,)), ISBLANK(INDEX($C:$C,))), \"\", 'PWS Records (System Entry)'!$D$4)","v":""},{"$f":"IF(AND(ISBLANK(INDEX($G:$G,)), ISBLANK(INDEX($C:$C,))), \"\", 'PWS Records (System Entry)'!$D$3)","v":""},null,null,null,null,null,null,null,null,null,null,null,null,null,null,null,null,null,null,""]
[{"$f":"IF(AND(ISBLANK(INDEX($G:$G,)), ISBLANK(INDEX($C:$C,))), \"\", 'PWS Records (System Entry)'!$D$4)","v":""},{"$f":"IF(AND(ISBLANK(INDEX($G:$G,)), ISBLANK(INDEX($C:$C,))), \"\", 'PWS Records (System Entry)'!$D$3)","v":""},null,null,null,null,null,null,null,null,null,null,null,null,null,null,null,null,null,null,""]
[{"$f":"IF(AND(ISBLANK(INDEX($G:$G,)), ISBLANK(INDEX($C:$C,))), \"\", 'PWS Records (System Entry)'!$D$4)","v":""},{"$f":"IF(AND(ISBLANK(INDEX($G:$G,)), ISBLANK(INDEX($C:$C,))), \"\", 'PWS Records (System Entry)'!$D$3)","v":""},null,null,null,null,null,null,null,null,null,null,null,null,null,null,null,null,null,null,""]
[{"$f":"IF(AND(ISBLANK(INDEX($G:$G,)), ISBLANK(INDEX($C:$C,))), \"\", 'PWS Records (System Entry)'!$D$4)","v":""},{"$f":"IF(AND(ISBLANK(INDEX($G:$G,)), ISBLANK(INDEX($C:$C,))), \"\", 'PWS Records (System Entry)'!$D$3)","v":""},null,null,null,null,null,null,null,null,null,null,null,null,null,null,null,null,null,null,""]
[{"$f":"IF(AND(ISBLANK(INDEX($G:$G,)), ISBLANK(INDEX($C:$C,))), \"\", 'PWS Records (System Entry)'!$D$4)","v":""},{"$f":"IF(AND(ISBLANK(INDEX($G:$G,)), ISBLANK(INDEX($C:$C,))), \"\", 'PWS Records (System Entry)'!$D$3)","v":""},null,null,null,null,null,null,null,null,null,null,null,null,null,null,null,null,null,null,""]
[{"$f":"IF(AND(ISBLANK(INDEX($G:$G,)), ISBLANK(INDEX($C:$C,))), \"\", 'PWS Records (System Entry)'!$D$4)","v":""},{"$f":"IF(AND(ISBLANK(INDEX($G:$G,)), ISBLANK(INDEX($C:$C,))), \"\", 'PWS Records (System Entry)'!$D$3)","v":""},null,null,null,null,null,null,null,null,null,null,null,null,null,null,null,null,null,null,""]
[{"$f":"IF(AND(ISBLANK(INDEX($G:$G,)), ISBLANK(INDEX($C:$C,))), \"\", 'PWS Records (System Entry)'!$D$4)","v":""},{"$f":"IF(AND(ISBLANK(INDEX($G:$G,)), ISBLANK(INDEX($C:$C,))), \"\", 'PWS Records (System Entry)'!$D$3)","v":""},null,null,null,null,null,null,null,null,null,null,null,null,null,null,null,null,null,null,""]
[{"$f":"IF(AND(ISBLANK(INDEX($G:$G,)), ISBLANK(INDEX($C:$C,))), \"\", 'PWS Records (System Entry)'!$D$4)","v":""},{"$f":"IF(AND(ISBLANK(INDEX($G:$G,)), ISBLANK(INDEX($C:$C,))), \"\", 'PWS Records (System Entry)'!$D$3)","v":""},null,null,null,null,null,null,null,null,null,null,null,null,null,null,null,null,null,null,""]
[{"$f":"IF(AND(ISBLANK(INDEX($G:$G,)), ISBLANK(INDEX($C:$C,))), \"\", 'PWS Records (System Entry)'!$D$4)","v":""},{"$f":"IF(AND(ISBLANK(INDEX($G:$G,)), ISBLANK(INDEX($C:$C,))), \"\", 'PWS Records (System Entry)'!$D$3)","v":""},null,null,null,null,null,null,null,null,null,null,null,null,null,null,null,null,null,null,""]
[{"$f":"IF(AND(ISBLANK(INDEX($G:$G,)), ISBLANK(INDEX($C:$C,))), \"\", 'PWS Records (System Entry)'!$D$4)","v":""},{"$f":"IF(AND(ISBLANK(INDEX($G:$G,)), ISBLANK(INDEX($C:$C,))), \"\", 'PWS Records (System Entry)'!$D$3)","v":""},null,null,null,null,null,null,null,null,null,null,null,null,null,null,null,null,null,null,""]
[{"$f":"IF(AND(ISBLANK(INDEX($G:$G,)), ISBLANK(INDEX($C:$C,))), \"\", 'PWS Records (System Entry)'!$D$4)","v":""},{"$f":"IF(AND(ISBLANK(INDEX($G:$G,)), ISBLANK(INDEX($C:$C,))), \"\", 'PWS Records (System Entry)'!$D$3)","v":""},null,null,null,null,null,null,null,null,null,null,null,null,null,null,null,null,null,null,""]
[{"$f":"IF(AND(ISBLANK(INDEX($G:$G,)), ISBLANK(INDEX($C:$C,))), \"\", 'PWS Records (System Entry)'!$D$4)","v":""},{"$f":"IF(AND(ISBLANK(INDEX($G:$G,)), ISBLANK(INDEX($C:$C,))), \"\", 'PWS Records (System Entry)'!$D$3)","v":""},null,null,null,null,null,null,null,null,null,null,null,null,null,null,null,null,null,null,""]
[{"$f":"IF(AND(ISBLANK(INDEX($G:$G,)), ISBLANK(INDEX($C:$C,))), \"\", 'PWS Records (System Entry)'!$D$4)","v":""},{"$f":"IF(AND(ISBLANK(INDEX($G:$G,)), ISBLANK(INDEX($C:$C,))), \"\", 'PWS Records (System Entry)'!$D$3)","v":""},null,null,null,null,null,null,null,null,null,null,null,null,null,null,null,null,null,null,""]
[{"$f":"IF(AND(ISBLANK(INDEX($G:$G,)), ISBLANK(INDEX($C:$C,))), \"\", 'PWS Records (System Entry)'!$D$4)","v":""},{"$f":"IF(AND(ISBLANK(INDEX($G:$G,)), ISBLANK(INDEX($C:$C,))), \"\", 'PWS Records (System Entry)'!$D$3)","v":""},null,null,null,null,null,null,null,null,null,null,null,null,null,null,null,null,null,null,""]
[{"$f":"IF(AND(ISBLANK(INDEX($G:$G,)), ISBLANK(INDEX($C:$C,))), \"\", 'PWS Records (System Entry)'!$D$4)","v":""},{"$f":"IF(AND(ISBLANK(INDEX($G:$G,)), ISBLANK(INDEX($C:$C,))), \"\", 'PWS Records (System Entry)'!$D$3)","v":""},null,null,null,null,null,null,null,null,null,null,null,null,null,null,null,null,null,null,""]
[{"$f":"IF(AND(ISBLANK(INDEX($G:$G,)), ISBLANK(INDEX($C:$C,))), \"\", 'PWS Records (System Entry)'!$D$4)","v":""},{"$f":"IF(AND(ISBLANK(INDEX($G:$G,)), ISBLANK(INDEX($C:$C,))), \"\", 'PWS Records (System Entry)'!$D$3)","v":""},null,null,null,null,null,null,null,null,null,null,null,null,null,null,null,null,null,null,""]
[{"$f":"IF(AND(ISBLANK(INDEX($G:$G,)), ISBLANK(INDEX($C:$C,))), \"\", 'PWS Records (System Entry)'!$D$4)","v":""},{"$f":"IF(AND(ISBLANK(INDEX($G:$G,)), ISBLANK(INDEX($C:$C,))), \"\", 'PWS Records (System Entry)'!$D$3)","v":""},null,null,null,null,null,null,null,null,null,null,null,null,null,null,null,null,null,null,{"$f":"IF(AND(INDEX($K:$K,)=\"\", INDEX($L:$L,)=\"\", INDEX($M:$M,)=\"\", INDEX($Q:$Q,)=\"\", INDEX($R:$R,)=\"\"), \"\", IF(OR(INDEX($K:$K,)=\"Lead\",INDEX($Q:$Q,)=\"Lead\"),\"Lead\",IF(OR(AND(OR(INDEX($M:$M,)=\"Yes\", INDEX($M:$M,)=\"Don't Know\", INDEX($M:$M,)=\"\"), INDEX($Q:$Q,)=\"Galvanized Iron/Steel\"), AND(INDEX($K:$K,)=\"Unknown\", INDEX($M:$M,)=\"No\", INDEX($Q:$Q,)=\"Galvanized Iron/Steel\")), \"Galvanized Requiring Replacement\", IF(OR(AND(OR(INDEX($K:$K,)=\"Galvanized Iron/Steel\", INDEX($K:$K,)=\"Non-Lead - Copper\", INDEX($K:$K,)=\"Non-Lead - Plastic\", INDEX($K:$K,)=\"Non-Lead - Other\", INDEX($K:$K,)=\"Non-Lead - Material Unknown\", INDEX($K:$K,)=\"No System Owned Portion\"), OR(INDEX($Q:$Q,)=\"Galvanized Iron/Steel\", INDEX($Q:$Q,)=\"Non-Lead - Copper\", INDEX($Q:$Q,)=\"Non-Lead - Plastic\", INDEX($Q:$Q,)=\"Non-Lead - Other\", INDEX($Q:$Q,)=\"Non-Lead - Predictive Model\", INDEX($Q:$Q,)=\"No Customer Owned Portion\")), AND(OR( INDEX($K:$K,)=\"Galvanized Iron/Steel\", INDEX($K:$K,)=\"Non-Lead - Copper\", INDEX($K:$K,)=\"Non-Lead - Plastic\", INDEX($K:$K,)=\"Non-Lead - Other\", INDEX($K:$K,)=\"Non-Lead - Material Unknown\", INDEX($K:$K,)=\"No System Owned Portion\"), INDEX($M:$M,)=\"No\", INDEX($Q:$Q,)=\"Non-Lead - Material Unknown\")), \"Non-Lead\", \"Lead Status Unknown\"))))","v":""}]
[{"$f":"IF(AND(ISBLANK(INDEX($G:$G,)), ISBLANK(INDEX($C:$C,))), \"\", 'PWS Records (System Entry)'!$D$4)","v":""},{"$f":"IF(AND(ISBLANK(INDEX($G:$G,)), ISBLANK(INDEX($C:$C,))), \"\", 'PWS Records (System Entry)'!$D$3)","v":""},null,null,null,null,null,null,null,null,null,null,null,null,null,null,null,null,null,null,""]
[{"$f":"IF(AND(ISBLANK(INDEX($G:$G,)), ISBLANK(INDEX($C:$C,))), \"\", 'PWS Records (System Entry)'!$D$4)","v":""},{"$f":"IF(AND(ISBLANK(INDEX($G:$G,)), ISBLANK(INDEX($C:$C,))), \"\", 'PWS Records (System Entry)'!$D$3)","v":""},null,null,null,null,null,null,null,null,null,null,null,null,null,null,null,null,null,null,""]
[{"$f":"IF(AND(ISBLANK(INDEX($G:$G,)), ISBLANK(INDEX($C:$C,))), \"\", 'PWS Records (System Entry)'!$D$4)","v":""},{"$f":"IF(AND(ISBLANK(INDEX($G:$G,)), ISBLANK(INDEX($C:$C,))), \"\", 'PWS Records (System Entry)'!$D$3)","v":""},null,null,null,null,null,null,null,null,null,null,null,null,null,null,null,null,null,null,""]
[{"$f":"IF(AND(ISBLANK(INDEX($G:$G,)), ISBLANK(INDEX($C:$C,))), \"\", 'PWS Records (System Entry)'!$D$4)","v":""},{"$f":"IF(AND(ISBLANK(INDEX($G:$G,)), ISBLANK(INDEX($C:$C,))), \"\", 'PWS Records (System Entry)'!$D$3)","v":""},null,null,null,null,null,null,null,null,null,null,null,null,null,null,null,null,null,null,""]
[{"$f":"IF(AND(ISBLANK(INDEX($G:$G,)), ISBLANK(INDEX($C:$C,))), \"\", 'PWS Records (System Entry)'!$D$4)","v":""},{"$f":"IF(AND(ISBLANK(INDEX($G:$G,)), ISBLANK(INDEX($C:$C,))), \"\", 'PWS Records (System Entry)'!$D$3)","v":""},null,null,null,null,null,null,null,null,null,null,null,null,null,null,null,null,null,null,""]
[{"$f":"IF(AND(ISBLANK(INDEX($G:$G,)), ISBLANK(INDEX($C:$C,))), \"\", 'PWS Records (System Entry)'!$D$4)","v":""},{"$f":"IF(AND(ISBLANK(INDEX($G:$G,)), ISBLANK(INDEX($C:$C,))), \"\", 'PWS Records (System Entry)'!$D$3)","v":""},null,null,null,null,null,null,null,null,null,null,null,null,null,null,null,null,null,null,""]
[{"$f":"IF(AND(ISBLANK(INDEX($G:$G,)), ISBLANK(INDEX($C:$C,))), \"\", 'PWS Records (System Entry)'!$D$4)","v":""},{"$f":"IF(AND(ISBLANK(INDEX($G:$G,)), ISBLANK(INDEX($C:$C,))), \"\", 'PWS Records (System Entry)'!$D$3)","v":""},null,null,null,null,null,null,null,null,null,null,null,null,null,null,null,null,null,null,""]
[{"$f":"IF(AND(ISBLANK(INDEX($G:$G,)), ISBLANK(INDEX($C:$C,))), \"\", 'PWS Records (System Entry)'!$D$4)","v":""},{"$f":"IF(AND(ISBLANK(INDEX($G:$G,)), ISBLANK(INDEX($C:$C,))), \"\", 'PWS Records (System Entry)'!$D$3)","v":""},null,null,null,null,null,null,null,null,null,null,null,null,null,null,null,null,null,null,""]
[{"$f":"IF(AND(ISBLANK(INDEX($G:$G,)), ISBLANK(INDEX($C:$C,))), \"\", 'PWS Records (System Entry)'!$D$4)","v":""},{"$f":"IF(AND(ISBLANK(INDEX($G:$G,)), ISBLANK(INDEX($C:$C,))), \"\", 'PWS Records (System Entry)'!$D$3)","v":""},null,null,null,null,null,null,null,null,null,null,null,null,null,null,null,null,null,null,""]
[{"$f":"IF(AND(ISBLANK(INDEX($G:$G,)), ISBLANK(INDEX($C:$C,))), \"\", 'PWS Records (System Entry)'!$D$4)","v":""},{"$f":"IF(AND(ISBLANK(INDEX($G:$G,)), ISBLANK(INDEX($C:$C,))), \"\", 'PWS Records (System Entry)'!$D$3)","v":""},null,null,null,null,null,null,null,null,null,null,null,null,null,null,null,null,null,null,""]
[{"$f":"IF(AND(ISBLANK(INDEX($G:$G,)), ISBLANK(INDEX($C:$C,))), \"\", 'PWS Records (System Entry)'!$D$4)","v":""},{"$f":"IF(AND(ISBLANK(INDEX($G:$G,)), ISBLANK(INDEX($C:$C,))), \"\", 'PWS Records (System Entry)'!$D$3)","v":""},null,null,null,null,null,null,null,null,null,null,null,null,null,null,null,null,null,null,""]
[{"$f":"IF(AND(ISBLANK(INDEX($G:$G,)), ISBLANK(INDEX($C:$C,))), \"\", 'PWS Records (System Entry)'!$D$4)","v":""},{"$f":"IF(AND(ISBLANK(INDEX($G:$G,)), ISBLANK(INDEX($C:$C,))), \"\", 'PWS Records (System Entry)'!$D$3)","v":""},null,null,null,null,null,null,null,null,null,null,null,null,null,null,null,null,null,null,""]
[{"$f":"IF(AND(ISBLANK(INDEX($G:$G,)), ISBLANK(INDEX($C:$C,))), \"\", 'PWS Records (System Entry)'!$D$4)","v":""},{"$f":"IF(AND(ISBLANK(INDEX($G:$G,)), ISBLANK(INDEX($C:$C,))), \"\", 'PWS Records (System Entry)'!$D$3)","v":""},null,null,null,null,null,null,null,null,null,null,null,null,null,null,null,null,null,null,""]
[{"$f":"IF(AND(ISBLANK(INDEX($G:$G,)), ISBLANK(INDEX($C:$C,))), \"\", 'PWS Records (System Entry)'!$D$4)","v":""},{"$f":"IF(AND(ISBLANK(INDEX($G:$G,)), ISBLANK(INDEX($C:$C,))), \"\", 'PWS Records (System Entry)'!$D$3)","v":""},null,null,null,null,null,null,null,null,null,null,null,null,null,null,null,null,null,null,""]
[{"$f":"IF(AND(ISBLANK(INDEX($G:$G,)), ISBLANK(INDEX($C:$C,))), \"\", 'PWS Records (System Entry)'!$D$4)","v":""},{"$f":"IF(AND(ISBLANK(INDEX($G:$G,)), ISBLANK(INDEX($C:$C,))), \"\", 'PWS Records (System Entry)'!$D$3)","v":""},null,null,null,null,null,null,null,null,null,null,null,null,null,null,null,null,null,null,""]
[{"$f":"IF(AND(ISBLANK(INDEX($G:$G,)), ISBLANK(INDEX($C:$C,))), \"\", 'PWS Records (System Entry)'!$D$4)","v":""},{"$f":"IF(AND(ISBLANK(INDEX($G:$G,)), ISBLANK(INDEX($C:$C,))), \"\", 'PWS Records (System Entry)'!$D$3)","v":""},null,null,null,null,null,null,null,null,null,null,null,null,null,null,null,null,null,null,""]
[{"$f":"IF(AND(ISBLANK(INDEX($G:$G,)), ISBLANK(INDEX($C:$C,))), \"\", 'PWS Records (System Entry)'!$D$4)","v":""},{"$f":"IF(AND(ISBLANK(INDEX($G:$G,)), ISBLANK(INDEX($C:$C,))), \"\", 'PWS Records (System Entry)'!$D$3)","v":""},null,null,null,null,null,null,null,null,null,null,null,null,null,null,null,null,null,null,""]
[{"$f":"IF(AND(ISBLANK(INDEX($G:$G,)), ISBLANK(INDEX($C:$C,))), \"\", 'PWS Records (System Entry)'!$D$4)","v":""},{"$f":"IF(AND(ISBLANK(INDEX($G:$G,)), ISBLANK(INDEX($C:$C,))), \"\", 'PWS Records (System Entry)'!$D$3)","v":""},null,null,null,null,null,null,null,null,null,null,null,null,null,null,null,null,null,null,""]
[{"$f":"IF(AND(ISBLANK(INDEX($G:$G,)), ISBLANK(INDEX($C:$C,))), \"\", 'PWS Records (System Entry)'!$D$4)","v":""},{"$f":"IF(AND(ISBLANK(INDEX($G:$G,)), ISBLANK(INDEX($C:$C,))), \"\", 'PWS Records (System Entry)'!$D$3)","v":""},null,null,null,null,null,null,null,null,null,null,null,null,null,null,null,null,null,null,""]
[{"$f":"IF(AND(ISBLANK(INDEX($G:$G,)), ISBLANK(INDEX($C:$C,))), \"\", 'PWS Records (System Entry)'!$D$4)","v":""},{"$f":"IF(AND(ISBLANK(INDEX($G:$G,)), ISBLANK(INDEX($C:$C,))), \"\", 'PWS Records (System Entry)'!$D$3)","v":""},null,null,null,null,null,null,null,null,null,null,null,null,null,null,null,null,null,null,""]
[{"$f":"IF(AND(ISBLANK(INDEX($G:$G,)), ISBLANK(INDEX($C:$C,))), \"\", 'PWS Records (System Entry)'!$D$4)","v":""},{"$f":"IF(AND(ISBLANK(INDEX($G:$G,)), ISBLANK(INDEX($C:$C,))), \"\", 'PWS Records (System Entry)'!$D$3)","v":""},null,null,null,null,null,null,null,null,null,null,null,null,null,null,null,null,null,null,""]
[{"$f":"IF(AND(ISBLANK(INDEX($G:$G,)), ISBLANK(INDEX($C:$C,))), \"\", 'PWS Records (System Entry)'!$D$4)","v":""},{"$f":"IF(AND(ISBLANK(INDEX($G:$G,)), ISBLANK(INDEX($C:$C,))), \"\", 'PWS Records (System Entry)'!$D$3)","v":""},null,null,null,null,null,null,null,null,null,null,null,null,null,null,null,null,null,null,""]
[{"$f":"IF(AND(ISBLANK(INDEX($G:$G,)), ISBLANK(INDEX($C:$C,))), \"\", 'PWS Records (System Entry)'!$D$4)","v":""},{"$f":"IF(AND(ISBLANK(INDEX($G:$G,)), ISBLANK(INDEX($C:$C,))), \"\", 'PWS Records (System Entry)'!$D$3)","v":""},null,null,null,null,null,null,null,null,null,null,null,null,null,null,null,null,null,null,""]
[{"$f":"IF(AND(ISBLANK(INDEX($G:$G,)), ISBLANK(INDEX($C:$C,))), \"\", 'PWS Records (System Entry)'!$D$4)","v":""},{"$f":"IF(AND(ISBLANK(INDEX($G:$G,)), ISBLANK(INDEX($C:$C,))), \"\", 'PWS Records (System Entry)'!$D$3)","v":""},null,null,null,null,null,null,null,null,null,null,null,null,null,null,null,null,null,null,""]
[{"$f":"IF(AND(ISBLANK(INDEX($G:$G,)), ISBLANK(INDEX($C:$C,))), \"\", 'PWS Records (System Entry)'!$D$4)","v":""},{"$f":"IF(AND(ISBLANK(INDEX($G:$G,)), ISBLANK(INDEX($C:$C,))), \"\", 'PWS Records (System Entry)'!$D$3)","v":""},null,null,null,null,null,null,null,null,null,null,null,null,null,null,null,null,null,null,""]
[{"$f":"IF(AND(ISBLANK(INDEX($G:$G,)), ISBLANK(INDEX($C:$C,))), \"\", 'PWS Records (System Entry)'!$D$4)","v":""},{"$f":"IF(AND(ISBLANK(INDEX($G:$G,)), ISBLANK(INDEX($C:$C,))), \"\", 'PWS Records (System Entry)'!$D$3)","v":""},null,null,null,null,null,null,null,null,null,null,null,null,null,null,null,null,null,null,""]
[{"$f":"IF(AND(ISBLANK(INDEX($G:$G,)), ISBLANK(INDEX($C:$C,))), \"\", 'PWS Records (System Entry)'!$D$4)","v":""},{"$f":"IF(AND(ISBLANK(INDEX($G:$G,)), ISBLANK(INDEX($C:$C,))), \"\", 'PWS Records (System Entry)'!$D$3)","v":""},null,null,null,null,null,null,null,null,null,null,null,null,null,null,null,null,null,null,""]
[{"$f":"IF(AND(ISBLANK(INDEX($G:$G,)), ISBLANK(INDEX($C:$C,))), \"\", 'PWS Records (System Entry)'!$D$4)","v":""},{"$f":"IF(AND(ISBLANK(INDEX($G:$G,)), ISBLANK(INDEX($C:$C,))), \"\", 'PWS Records (System Entry)'!$D$3)","v":""},null,null,null,null,null,null,null,null,null,null,null,null,null,null,null,null,null,null,""]
[{"$f":"IF(AND(ISBLANK(INDEX($G:$G,)), ISBLANK(INDEX($C:$C,))), \"\", 'PWS Records (System Entry)'!$D$4)","v":""},{"$f":"IF(AND(ISBLANK(INDEX($G:$G,)), ISBLANK(INDEX($C:$C,))), \"\", 'PWS Records (System Entry)'!$D$3)","v":""},null,null,null,null,null,null,null,null,null,null,null,null,null,null,null,null,null,null,""]
[{"$f":"IF(AND(ISBLANK(INDEX($G:$G,)), ISBLANK(INDEX($C:$C,))), \"\", 'PWS Records (System Entry)'!$D$4)","v":""},{"$f":"IF(AND(ISBLANK(INDEX($G:$G,)), ISBLANK(INDEX($C:$C,))), \"\", 'PWS Records (System Entry)'!$D$3)","v":""},null,null,null,null,null,null,null,null,null,null,null,null,null,null,null,null,null,null,""]
[{"$f":"IF(AND(ISBLANK(INDEX($G:$G,)), ISBLANK(INDEX($C:$C,))), \"\", 'PWS Records (System Entry)'!$D$4)","v":""},{"$f":"IF(AND(ISBLANK(INDEX($G:$G,)), ISBLANK(INDEX($C:$C,))), \"\", 'PWS Records (System Entry)'!$D$3)","v":""},null,null,null,null,null,null,null,null,null,null,null,null,null,null,null,null,null,null,""]
[{"$f":"IF(AND(ISBLANK(INDEX($G:$G,)), ISBLANK(INDEX($C:$C,))), \"\", 'PWS Records (System Entry)'!$D$4)","v":""},{"$f":"IF(AND(ISBLANK(INDEX($G:$G,)), ISBLANK(INDEX($C:$C,))), \"\", 'PWS Records (System Entry)'!$D$3)","v":""},null,null,null,null,null,null,null,null,null,null,null,null,null,null,null,null,null,null,""]
[{"$f":"IF(AND(ISBLANK(INDEX($G:$G,)), ISBLANK(INDEX($C:$C,))), \"\", 'PWS Records (System Entry)'!$D$4)","v":""},{"$f":"IF(AND(ISBLANK(INDEX($G:$G,)), ISBLANK(INDEX($C:$C,))), \"\", 'PWS Records (System Entry)'!$D$3)","v":""},null,null,null,null,null,null,null,null,null,null,null,null,null,null,null,null,null,null,""]
[{"$f":"IF(AND(ISBLANK(INDEX($G:$G,)), ISBLANK(INDEX($C:$C,))), \"\", 'PWS Records (System Entry)'!$D$4)","v":""},{"$f":"IF(AND(ISBLANK(INDEX($G:$G,)), ISBLANK(INDEX($C:$C,))), \"\", 'PWS Records (System Entry)'!$D$3)","v":""},null,null,null,null,null,null,null,null,null,null,null,null,null,null,null,null,null,null,""]
[{"$f":"IF(AND(ISBLANK(INDEX($G:$G,)), ISBLANK(INDEX($C:$C,))), \"\", 'PWS Records (System Entry)'!$D$4)","v":""},{"$f":"IF(AND(ISBLANK(INDEX($G:$G,)), ISBLANK(INDEX($C:$C,))), \"\", 'PWS Records (System Entry)'!$D$3)","v":""},null,null,null,null,null,null,null,null,null,null,null,null,null,null,null,null,null,null,""]
[{"$f":"IF(AND(ISBLANK(INDEX($G:$G,)), ISBLANK(INDEX($C:$C,))), \"\", 'PWS Records (System Entry)'!$D$4)","v":""},{"$f":"IF(AND(ISBLANK(INDEX($G:$G,)), ISBLANK(INDEX($C:$C,))), \"\", 'PWS Records (System Entry)'!$D$3)","v":""},null,null,null,null,null,null,null,null,null,null,null,null,null,null,null,null,null,null,""]
[{"$f":"IF(AND(ISBLANK(INDEX($G:$G,)), ISBLANK(INDEX($C:$C,))), \"\", 'PWS Records (System Entry)'!$D$4)","v":""},{"$f":"IF(AND(ISBLANK(INDEX($G:$G,)), ISBLANK(INDEX($C:$C,))), \"\", 'PWS Records (System Entry)'!$D$3)","v":""},null,null,null,null,null,null,null,null,null,null,null,null,null,null,null,null,null,null,""]
[{"$f":"IF(AND(ISBLANK(INDEX($G:$G,)), ISBLANK(INDEX($C:$C,))), \"\", 'PWS Records (System Entry)'!$D$4)","v":""},{"$f":"IF(AND(ISBLANK(INDEX($G:$G,)), ISBLANK(INDEX($C:$C,))), \"\", 'PWS Records (System Entry)'!$D$3)","v":""},null,null,null,null,null,null,null,null,null,null,null,null,null,null,null,null,null,null,""]
[{"$f":"IF(AND(ISBLANK(INDEX($G:$G,)), ISBLANK(INDEX($C:$C,))), \"\", 'PWS Records (System Entry)'!$D$4)","v":""},{"$f":"IF(AND(ISBLANK(INDEX($G:$G,)), ISBLANK(INDEX($C:$C,))), \"\", 'PWS Records (System Entry)'!$D$3)","v":""},null,null,null,null,null,null,null,null,null,null,null,null,null,null,null,null,null,null,""]
[{"$f":"IF(AND(ISBLANK(INDEX($G:$G,)), ISBLANK(INDEX($C:$C,))), \"\", 'PWS Records (System Entry)'!$D$4)","v":""},{"$f":"IF(AND(ISBLANK(INDEX($G:$G,)), ISBLANK(INDEX($C:$C,))), \"\", 'PWS Records (System Entry)'!$D$3)","v":""},null,null,null,null,null,null,null,null,null,null,null,null,null,null,null,null,null,null,""]
[{"$f":"IF(AND(ISBLANK(INDEX($G:$G,)), ISBLANK(INDEX($C:$C,))), \"\", 'PWS Records (System Entry)'!$D$4)","v":""},{"$f":"IF(AND(ISBLANK(INDEX($G:$G,)), ISBLANK(INDEX($C:$C,))), \"\", 'PWS Records (System Entry)'!$D$3)","v":""},null,null,null,null,null,null,null,null,null,null,null,null,null,null,null,null,null,null,""]
[{"$f":"IF(AND(ISBLANK(INDEX($G:$G,)), ISBLANK(INDEX($C:$C,))), \"\", 'PWS Records (System Entry)'!$D$4)","v":""},{"$f":"IF(AND(ISBLANK(INDEX($G:$G,)), ISBLANK(INDEX($C:$C,))), \"\", 'PWS Records (System Entry)'!$D$3)","v":""},null,null,null,null,null,null,null,null,null,null,null,null,null,null,null,null,null,null,""]
[{"$f":"IF(AND(ISBLANK(INDEX($G:$G,)), ISBLANK(INDEX($C:$C,))), \"\", 'PWS Records (System Entry)'!$D$4)","v":""},{"$f":"IF(AND(ISBLANK(INDEX($G:$G,)), ISBLANK(INDEX($C:$C,))), \"\", 'PWS Records (System Entry)'!$D$3)","v":""},null,null,null,null,null,null,null,null,null,null,null,null,null,null,null,null,null,null,""]
[{"$f":"IF(AND(ISBLANK(INDEX($G:$G,)), ISBLANK(INDEX($C:$C,))), \"\", 'PWS Records (System Entry)'!$D$4)","v":""},{"$f":"IF(AND(ISBLANK(INDEX($G:$G,)), ISBLANK(INDEX($C:$C,))), \"\", 'PWS Records (System Entry)'!$D$3)","v":""},null,null,null,null,null,null,null,null,null,null,null,null,null,null,null,null,null,null,""]
[{"$f":"IF(AND(ISBLANK(INDEX($G:$G,)), ISBLANK(INDEX($C:$C,))), \"\", 'PWS Records (System Entry)'!$D$4)","v":""},{"$f":"IF(AND(ISBLANK(INDEX($G:$G,)), ISBLANK(INDEX($C:$C,))), \"\", 'PWS Records (System Entry)'!$D$3)","v":""},null,null,null,null,null,null,null,null,null,null,null,null,null,null,null,null,null,null,""]
[{"$f":"IF(AND(ISBLANK(INDEX($G:$G,)), ISBLANK(INDEX($C:$C,))), \"\", 'PWS Records (System Entry)'!$D$4)","v":""},{"$f":"IF(AND(ISBLANK(INDEX($G:$G,)), ISBLANK(INDEX($C:$C,))), \"\", 'PWS Records (System Entry)'!$D$3)","v":""},null,null,null,null,null,null,null,null,null,null,null,null,null,null,null,null,null,null,""]
[{"$f":"IF(AND(ISBLANK(INDEX($G:$G,)), ISBLANK(INDEX($C:$C,))), \"\", 'PWS Records (System Entry)'!$D$4)","v":""},{"$f":"IF(AND(ISBLANK(INDEX($G:$G,)), ISBLANK(INDEX($C:$C,))), \"\", 'PWS Records (System Entry)'!$D$3)","v":""},null,null,null,null,null,null,null,null,null,null,null,null,null,null,null,null,null,null,""]
[{"$f":"IF(AND(ISBLANK(INDEX($G:$G,)), ISBLANK(INDEX($C:$C,))), \"\", 'PWS Records (System Entry)'!$D$4)","v":""},{"$f":"IF(AND(ISBLANK(INDEX($G:$G,)), ISBLANK(INDEX($C:$C,))), \"\", 'PWS Records (System Entry)'!$D$3)","v":""},null,null,null,null,null,null,null,null,null,null,null,null,null,null,null,null,null,null,""]
[{"$f":"IF(AND(ISBLANK(INDEX($G:$G,)), ISBLANK(INDEX($C:$C,))), \"\", 'PWS Records (System Entry)'!$D$4)","v":""},{"$f":"IF(AND(ISBLANK(INDEX($G:$G,)), ISBLANK(INDEX($C:$C,))), \"\", 'PWS Records (System Entry)'!$D$3)","v":""},null,null,null,null,null,null,null,null,null,null,null,null,null,null,null,null,null,null,""]
[{"$f":"IF(AND(ISBLANK(INDEX($G:$G,)), ISBLANK(INDEX($C:$C,))), \"\", 'PWS Records (System Entry)'!$D$4)","v":""},{"$f":"IF(AND(ISBLANK(INDEX($G:$G,)), ISBLANK(INDEX($C:$C,))), \"\", 'PWS Records (System Entry)'!$D$3)","v":""},null,null,null,null,null,null,null,null,null,null,null,null,null,null,null,null,null,null,""]
[{"$f":"IF(AND(ISBLANK(INDEX($G:$G,)), ISBLANK(INDEX($C:$C,))), \"\", 'PWS Records (System Entry)'!$D$4)","v":""},{"$f":"IF(AND(ISBLANK(INDEX($G:$G,)), ISBLANK(INDEX($C:$C,))), \"\", 'PWS Records (System Entry)'!$D$3)","v":""},null,null,null,null,null,null,null,null,null,null,null,null,null,null,null,null,null,null,""]
[{"$f":"IF(AND(ISBLANK(INDEX($G:$G,)), ISBLANK(INDEX($C:$C,))), \"\", 'PWS Records (System Entry)'!$D$4)","v":""},{"$f":"IF(AND(ISBLANK(INDEX($G:$G,)), ISBLANK(INDEX($C:$C,))), \"\", 'PWS Records (System Entry)'!$D$3)","v":""},null,null,null,null,null,null,null,null,null,null,null,null,null,null,null,null,null,null,""]
[{"$f":"IF(AND(ISBLANK(INDEX($G:$G,)), ISBLANK(INDEX($C:$C,))), \"\", 'PWS Records (System Entry)'!$D$4)","v":""},{"$f":"IF(AND(ISBLANK(INDEX($G:$G,)), ISBLANK(INDEX($C:$C,))), \"\", 'PWS Records (System Entry)'!$D$3)","v":""},null,null,null,null,null,null,null,null,null,null,null,null,null,null,null,null,null,null,""]
[{"$f":"IF(AND(ISBLANK(INDEX($G:$G,)), ISBLANK(INDEX($C:$C,))), \"\", 'PWS Records (System Entry)'!$D$4)","v":""},{"$f":"IF(AND(ISBLANK(INDEX($G:$G,)), ISBLANK(INDEX($C:$C,))), \"\", 'PWS Records (System Entry)'!$D$3)","v":""},null,null,null,null,null,null,null,null,null,null,null,null,null,null,null,null,null,null,""]
[{"$f":"IF(AND(ISBLANK(INDEX($G:$G,)), ISBLANK(INDEX($C:$C,))), \"\", 'PWS Records (System Entry)'!$D$4)","v":""},{"$f":"IF(AND(ISBLANK(INDEX($G:$G,)), ISBLANK(INDEX($C:$C,))), \"\", 'PWS Records (System Entry)'!$D$3)","v":""},null,null,null,null,null,null,null,null,null,null,null,null,null,null,null,null,null,null,""]
[{"$f":"IF(AND(ISBLANK(INDEX($G:$G,)), ISBLANK(INDEX($C:$C,))), \"\", 'PWS Records (System Entry)'!$D$4)","v":""},{"$f":"IF(AND(ISBLANK(INDEX($G:$G,)), ISBLANK(INDEX($C:$C,))), \"\", 'PWS Records (System Entry)'!$D$3)","v":""},null,null,null,null,null,null,null,null,null,null,null,null,null,null,null,null,null,null,""]
[{"$f":"IF(AND(ISBLANK(INDEX($G:$G,)), ISBLANK(INDEX($C:$C,))), \"\", 'PWS Records (System Entry)'!$D$4)","v":""},{"$f":"IF(AND(ISBLANK(INDEX($G:$G,)), ISBLANK(INDEX($C:$C,))), \"\", 'PWS Records (System Entry)'!$D$3)","v":""},null,null,null,null,null,null,null,null,null,null,null,null,null,null,null,null,null,null,""]
[{"$f":"IF(AND(ISBLANK(INDEX($G:$G,)), ISBLANK(INDEX($C:$C,))), \"\", 'PWS Records (System Entry)'!$D$4)","v":""},{"$f":"IF(AND(ISBLANK(INDEX($G:$G,)), ISBLANK(INDEX($C:$C,))), \"\", 'PWS Records (System Entry)'!$D$3)","v":""},null,null,null,null,null,null,null,null,null,null,null,null,null,null,null,null,null,null,""]
[{"$f":"IF(AND(ISBLANK(INDEX($G:$G,)), ISBLANK(INDEX($C:$C,))), \"\", 'PWS Records (System Entry)'!$D$4)","v":""},{"$f":"IF(AND(ISBLANK(INDEX($G:$G,)), ISBLANK(INDEX($C:$C,))), \"\", 'PWS Records (System Entry)'!$D$3)","v":""},null,null,null,null,null,null,null,null,null,null,null,null,null,null,null,null,null,null,""]
[{"$f":"IF(AND(ISBLANK(INDEX($G:$G,)), ISBLANK(INDEX($C:$C,))), \"\", 'PWS Records (System Entry)'!$D$4)","v":""},{"$f":"IF(AND(ISBLANK(INDEX($G:$G,)), ISBLANK(INDEX($C:$C,))), \"\", 'PWS Records (System Entry)'!$D$3)","v":""},null,null,null,null,null,null,null,null,null,null,null,null,null,null,null,null,null,null,""]
[{"$f":"IF(AND(ISBLANK(INDEX($G:$G,)), ISBLANK(INDEX($C:$C,))), \"\", 'PWS Records (System Entry)'!$D$4)","v":""},{"$f":"IF(AND(ISBLANK(INDEX($G:$G,)), ISBLANK(INDEX($C:$C,))), \"\", 'PWS Records (System Entry)'!$D$3)","v":""},null,null,null,null,null,null,null,null,null,null,null,null,null,null,null,null,null,null,""]
[{"$f":"IF(AND(ISBLANK(INDEX($G:$G,)), ISBLANK(INDEX($C:$C,))), \"\", 'PWS Records (System Entry)'!$D$4)","v":""},{"$f":"IF(AND(ISBLANK(INDEX($G:$G,)), ISBLANK(INDEX($C:$C,))), \"\", 'PWS Records (System Entry)'!$D$3)","v":""},null,null,null,null,null,null,null,null,null,null,null,null,null,null,null,null,null,null,""]
[{"$f":"IF(AND(ISBLANK(INDEX($G:$G,)), ISBLANK(INDEX($C:$C,))), \"\", 'PWS Records (System Entry)'!$D$4)","v":""},{"$f":"IF(AND(ISBLANK(INDEX($G:$G,)), ISBLANK(INDEX($C:$C,))), \"\", 'PWS Records (System Entry)'!$D$3)","v":""},null,null,null,null,null,null,null,null,null,null,null,null,null,null,null,null,null,null,""]
[{"$f":"IF(AND(ISBLANK(INDEX($G:$G,)), ISBLANK(INDEX($C:$C,))), \"\", 'PWS Records (System Entry)'!$D$4)","v":""},{"$f":"IF(AND(ISBLANK(INDEX($G:$G,)), ISBLANK(INDEX($C:$C,))), \"\", 'PWS Records (System Entry)'!$D$3)","v":""},null,null,null,null,null,null,null,null,null,null,null,null,null,null,null,null,null,null,{"$f":"IF(AND(INDEX($K:$K,)=\"\", INDEX($L:$L,)=\"\", INDEX($M:$M,)=\"\", INDEX($Q:$Q,)=\"\", INDEX($R:$R,)=\"\"), \"\", IF(OR(INDEX($K:$K,)=\"Lead\",INDEX($Q:$Q,)=\"Lead\"),\"Lead\",IF(OR(AND(OR(INDEX($M:$M,)=\"Yes\", INDEX($M:$M,)=\"Don't Know\", INDEX($M:$M,)=\"\"), INDEX($Q:$Q,)=\"Galvanized Iron/Steel\"), AND(INDEX($K:$K,)=\"Unknown\", INDEX($M:$M,)=\"No\", INDEX($Q:$Q,)=\"Galvanized Iron/Steel\")), \"Galvanized Requiring Replacement\", IF(OR(AND(OR(INDEX($K:$K,)=\"Galvanized Iron/Steel\", INDEX($K:$K,)=\"Non-Lead - Copper\", INDEX($K:$K,)=\"Non-Lead - Plastic\", INDEX($K:$K,)=\"Non-Lead - Other\", INDEX($K:$K,)=\"Non-Lead - Material Unknown\", INDEX($K:$K,)=\"No System Owned Portion\"), OR(INDEX($Q:$Q,)=\"Galvanized Iron/Steel\", INDEX($Q:$Q,)=\"Non-Lead - Copper\", INDEX($Q:$Q,)=\"Non-Lead - Plastic\", INDEX($Q:$Q,)=\"Non-Lead - Other\", INDEX($Q:$Q,)=\"Non-Lead - Predictive Model\", INDEX($Q:$Q,)=\"No Customer Owned Portion\")), AND(OR( INDEX($K:$K,)=\"Galvanized Iron/Steel\", INDEX($K:$K,)=\"Non-Lead - Copper\", INDEX($K:$K,)=\"Non-Lead - Plastic\", INDEX($K:$K,)=\"Non-Lead - Other\", INDEX($K:$K,)=\"Non-Lead - Material Unknown\", INDEX($K:$K,)=\"No System Owned Portion\"), INDEX($M:$M,)=\"No\", INDEX($Q:$Q,)=\"Non-Lead - Material Unknown\")), \"Non-Lead\", \"Lead Status Unknown\"))))","v":""}]
[{"$f":"IF(AND(ISBLANK(INDEX($G:$G,)), ISBLANK(INDEX($C:$C,))), \"\", 'PWS Records (System Entry)'!$D$4)","v":""},{"$f":"IF(AND(ISBLANK(INDEX($G:$G,)), ISBLANK(INDEX($C:$C,))), \"\", 'PWS Records (System Entry)'!$D$3)","v":""},null,null,null,null,null,null,null,null,null,null,null,null,null,null,null,null,null,null,""]
[{"$f":"IF(AND(ISBLANK(INDEX($G:$G,)), ISBLANK(INDEX($C:$C,))), \"\", 'PWS Records (System Entry)'!$D$4)","v":""},{"$f":"IF(AND(ISBLANK(INDEX($G:$G,)), ISBLANK(INDEX($C:$C,))), \"\", 'PWS Records (System Entry)'!$D$3)","v":""},null,null,null,null,null,null,null,null,null,null,null,null,null,null,null,null,null,null,""]
[{"$f":"IF(AND(ISBLANK(INDEX($G:$G,)), ISBLANK(INDEX($C:$C,))), \"\", 'PWS Records (System Entry)'!$D$4)","v":""},{"$f":"IF(AND(ISBLANK(INDEX($G:$G,)), ISBLANK(INDEX($C:$C,))), \"\", 'PWS Records (System Entry)'!$D$3)","v":""},null,null,null,null,null,null,null,null,null,null,null,null,null,null,null,null,null,null,""]
[{"$f":"IF(AND(ISBLANK(INDEX($G:$G,)), ISBLANK(INDEX($C:$C,))), \"\", 'PWS Records (System Entry)'!$D$4)","v":""},{"$f":"IF(AND(ISBLANK(INDEX($G:$G,)), ISBLANK(INDEX($C:$C,))), \"\", 'PWS Records (System Entry)'!$D$3)","v":""},null,null,null,null,null,null,null,null,null,null,null,null,null,null,null,null,null,null,""]
[{"$f":"IF(AND(ISBLANK(INDEX($G:$G,)), ISBLANK(INDEX($C:$C,))), \"\", 'PWS Records (System Entry)'!$D$4)","v":""},{"$f":"IF(AND(ISBLANK(INDEX($G:$G,)), ISBLANK(INDEX($C:$C,))), \"\", 'PWS Records (System Entry)'!$D$3)","v":""},null,null,null,null,null,null,null,null,null,null,null,null,null,null,null,null,null,null,""]
[{"$f":"IF(AND(ISBLANK(INDEX($G:$G,)), ISBLANK(INDEX($C:$C,))), \"\", 'PWS Records (System Entry)'!$D$4)","v":""},{"$f":"IF(AND(ISBLANK(INDEX($G:$G,)), ISBLANK(INDEX($C:$C,))), \"\", 'PWS Records (System Entry)'!$D$3)","v":""},null,null,null,null,null,null,null,null,null,null,null,null,null,null,null,null,null,null,""]
[{"$f":"IF(AND(ISBLANK(INDEX($G:$G,)), ISBLANK(INDEX($C:$C,))), \"\", 'PWS Records (System Entry)'!$D$4)","v":""},{"$f":"IF(AND(ISBLANK(INDEX($G:$G,)), ISBLANK(INDEX($C:$C,))), \"\", 'PWS Records (System Entry)'!$D$3)","v":""},null,null,null,null,null,null,null,null,null,null,null,null,null,null,null,null,null,null,""]
[{"$f":"IF(AND(ISBLANK(INDEX($G:$G,)), ISBLANK(INDEX($C:$C,))), \"\", 'PWS Records (System Entry)'!$D$4)","v":""},{"$f":"IF(AND(ISBLANK(INDEX($G:$G,)), ISBLANK(INDEX($C:$C,))), \"\", 'PWS Records (System Entry)'!$D$3)","v":""},null,null,null,null,null,null,null,null,null,null,null,null,null,null,null,null,null,null,""]
[{"$f":"IF(AND(ISBLANK(INDEX($G:$G,)), ISBLANK(INDEX($C:$C,))), \"\", 'PWS Records (System Entry)'!$D$4)","v":""},{"$f":"IF(AND(ISBLANK(INDEX($G:$G,)), ISBLANK(INDEX($C:$C,))), \"\", 'PWS Records (System Entry)'!$D$3)","v":""},null,null,null,null,null,null,null,null,null,null,null,null,null,null,null,null,null,null,""]
[{"$f":"IF(AND(ISBLANK(INDEX($G:$G,)), ISBLANK(INDEX($C:$C,))), \"\", 'PWS Records (System Entry)'!$D$4)","v":""},{"$f":"IF(AND(ISBLANK(INDEX($G:$G,)), ISBLANK(INDEX($C:$C,))), \"\", 'PWS Records (System Entry)'!$D$3)","v":""},null,null,null,null,null,null,null,null,null,null,null,null,null,null,null,null,null,null,""]
[{"$f":"IF(AND(ISBLANK(INDEX($G:$G,)), ISBLANK(INDEX($C:$C,))), \"\", 'PWS Records (System Entry)'!$D$4)","v":""},{"$f":"IF(AND(ISBLANK(INDEX($G:$G,)), ISBLANK(INDEX($C:$C,))), \"\", 'PWS Records (System Entry)'!$D$3)","v":""},null,null,null,null,null,null,null,null,null,null,null,null,null,null,null,null,null,null,""]
[{"$f":"IF(AND(ISBLANK(INDEX($G:$G,)), ISBLANK(INDEX($C:$C,))), \"\", 'PWS Records (System Entry)'!$D$4)","v":""},{"$f":"IF(AND(ISBLANK(INDEX($G:$G,)), ISBLANK(INDEX($C:$C,))), \"\", 'PWS Records (System Entry)'!$D$3)","v":""},null,null,null,null,null,null,null,null,null,null,null,null,null,null,null,null,null,null,""]
[{"$f":"IF(AND(ISBLANK(INDEX($G:$G,)), ISBLANK(INDEX($C:$C,))), \"\", 'PWS Records (System Entry)'!$D$4)","v":""},{"$f":"IF(AND(ISBLANK(INDEX($G:$G,)), ISBLANK(INDEX($C:$C,))), \"\", 'PWS Records (System Entry)'!$D$3)","v":""},null,null,null,null,null,null,null,null,null,null,null,null,null,null,null,null,null,null,""]

{"sheet":"Permitted Values","index":2,"n_rows":22,"n_cols":14,"rows_kept":22,"cut":false,"hidden":true,"merged":[]}
[]
[]
["Lead","Lead","Lead",null,1,"Initial Inventory","Single Family Residence",null,"Local Building/Plumbing Codes or Ordinances",null,"LA","Pre 1920",null,"Local Building/Plumbing Codes or Ordinances"]
["Replaced lead","Galvanized Iron/Steel","Galvanized Iron/Steel",null,2,"Inventory Update","Multi Family Residence",null,"Construction Drawings/Maps",null,"AR","1921-1930",null,"Construction Drawings/Maps"]
["Never lead","Non-Lead - Copper","Non-Lead - Copper",null,3,null,"School/Childcare  Facility",null,"Installation Date after Lead Ban",null,"TX","1931-1940",null,"Installation Date after Lead Ban"]
["Unknown","Non-Lead - Plastic","Non-Lead - Plastic",null,4,null,"Business/Public Building",null,"Installation Record (for example, tap card)",null,"MS","1941-1950",null,"Installation Record (for example, tap card)"]
["No connector present","Non-Lead - Other","Non-Lead - Other",null,5,null,"Other",null,"Service Line Repair/Replacement Record",null,null,"1951-1960",null,"Service Line Repair/Replacement Record"]
[null,"Non-Lead - Material Unknown","Non-Lead - Material Unknown",null,"Does not meet tiering criteria",null,null,null,"Service Line Diameter is Greater than 2 inches",null,null,"1961-1970",null,"Service Line Diameter is Greater than 2 inches"]
[null,"Unknown","Unknown",null,null,null,null,null,"Visual Inspection (for example, visual confirmation at meter pit)",null,null,"1971-1980",null,"Visual Inspection (for example, visual confirmation at meter pit)"]
["Select One","No System Owned Portion","No Customer Owned Portion",null,null,null,null,null,"Service Line Excavation",null,null,"1981-1988",null,"Service Line Excavation"]
["Community",null,"Not Applicable",null,null,null,null,null,"Statistical Analysis/Predictive Model",null,null,"Post lead ban of 1988",null,"Statistical Analysis/Predictive Model"]
["Non-Transient Non-Community",null,null,null,null,null,null,null,"Other (Describe in Comments Column (Column \"P\"))",null,null,null,null,"Other (Describe in Comments Column (Column \"T\"))"]
[null,null,null,null,null,null,null,null,"Not Applicable",null,null,null,null,"Not Applicable"]
[]
[]
[]
["Initial inventory"]
["Inventory update"]
[]
["Yes"]
["No"]
["Don't Know"]

{"sheet":"SLs To Be Replaced (Auto Calc)","index":3,"n_rows":1,"n_cols":11,"rows_kept":1,"cut":false,"hidden":false,"merged":[]}
["PWSID\n(Autofill)","System Name\n(Autofill)","Street Address","City","State","Zip","Unique Service Line ID","System-Owned Service Line Material","Service Line Connector (i.e., Short connector used to connect service line to main. Under the proposed EPA LCRI, connector materials will likely be a required inventory element. Including now will reduce future burden.)","Customer-Owned Service Line Material","Material Classification for the Entire Service Line\n(Autofill)"]

{"sheet":"SL Summary (Auto Calc)","index":4,"n_rows":5,"n_cols":5,"rows_kept":5,"cut":false,"hidden":false,"merged":[]}
["Record ID","PWS ID Number","Lead Service Line Classification","Reported Date","Current Number"]
[1,{"$f":"IF('PWS Records (System Entry)'!$D$4=\"\", \"\", 'PWS Records (System Entry)'!$D$4)","v":"LA1079001"},"Lead SL",{"$f":"IF('PWS Records (System Entry)'!$D$5=\"\", \"\", 'PWS Records (System Entry)'!$D$5)","v":"2024-10-14"},{"$f":"'PWS Records (System Entry)'!F48","v":0}]
[2,{"$f":"IF('PWS Records (System Entry)'!$D$4=\"\", \"\", 'PWS Records (System Entry)'!$D$4)","v":"LA1079001"},"Galvanized Requiring Replacement SL",{"$f":"IF('PWS Records (System Entry)'!$D$5=\"\", \"\", 'PWS Records (System Entry)'!$D$5)","v":"2024-10-14"},{"$f":"'PWS Records (System Entry)'!F49","v":0}]
[3,{"$f":"IF('PWS Records (System Entry)'!$D$4=\"\", \"\", 'PWS Records (System Entry)'!$D$4)","v":"LA1079001"},"Non-Lead SL",{"$f":"IF('PWS Records (System Entry)'!$D$5=\"\", \"\", 'PWS Records (System Entry)'!$D$5)","v":"2024-10-14"},{"$f":"'PWS Records (System Entry)'!F50","v":5005}]
[4,{"$f":"IF('PWS Records (System Entry)'!$D$4=\"\", \"\", 'PWS Records (System Entry)'!$D$4)","v":"LA1079001"},"Lead Status Unknown SL",{"$f":"IF('PWS Records (System Entry)'!$D$5=\"\", \"\", 'PWS Records (System Entry)'!$D$5)","v":"2024-10-14"},{"$f":"'PWS Records (System Entry)'!F51","v":16821}]